## Intro and Summary Table
WSID | 5202
Water System Name | Newport City
Date Completed | 2026-01-09
Inventory Completed By | Newport Public Works Department
If there are any comments pertaining to information provided in this inventory, please use this space: (optional)
Most of all "unknown" material on customers side address were all visited once, if not twice with no response from owners, a tag was left each visit. The Following Addresses have water pipes greater than two inches on the customers side and the service portion are "unknown" diameter, but based on our Institutional knowledge the service side will be greater than 2" as they feed large water lines and are listed as "other" for pipe material, with “Other – Source Reported in Summary” listed as the source: 209 Veterans Ave, 14 Compass Dr, 26 Compass Dr, 50 Compass Dr, 54 Coventry St, 54 Coventry St (N. building), 34 Farrant St, 97 Kingdom Way, 100 Main St, 186 Medical Village Dr, 121 Medical Village Dr, 41 Medical Village Dr, 81 Medical Village Dr, 832 Pleasant St, 212 Prouty Dr, 189 Prouty (Hospital), 189 Prouty (E. building), 166 Sias Ave, 21 Waterfront Plaza. 151/153/155/157 Memphremagog Views. Memphremagog Views/Roberge/Hartley all determined by site plans to be copper services installed in 1980. When “Other” is selected as the Supplying Water Main Diameter it was determined to be larger than 10". ‘Other’ selected for service line material type indicates that that the material is non-lead as it was installed after (Or home built) after the lead ban-date of July 1, 1989, and/or is greater than 2 inches. Water Line Replacements (Recorded by Thomas Bernier Public Works Director 11/7/24): 1991 Glen Road Construction for the State prison. New water main and services. 1994 Main Street 1995 Young Street, Northern Avenue, and Oak Street - New Water main and services 1996 Mount Vernon Street, Fern Street, and Elm Street all new water services 1997 Landing Street, Broadview Avenue, Colfax Street, Hoskins Avenue, Duchess Street, Park Avenue, and East Main Street. 1998 Blanchard Avenue 1999 Second Street and Summer Street 2000 Spring Street, Autumn Street, South Street, Short Spring Street, Colburn Street,Clough Street, Temple Street, and Bayview Street 2001 School Street, West End Avenue, West Main Street, and Gilbert Street 2002 Sias Avenue to Union Street water main project. 2003 Campbell Development of Lake Road new water main and services(Includes Hyer Rd/Lower RD/Ovila/Drown St and Heron CJM). Severans Drive, Bobbin Mill Road, Gilbert Street, Clark Street, and Outlook Street. 2004 No roads were rebuilt this year 2005 Sunset Terrace, Taylor Street (LINES WERE VERIFIED AS COPPER NOT CHANGED IN 2005CJM) Wilson Street, Concord Avenue, and Northern Avenue. 2006 Seymour Lane, Cottage Street, Raymond Avenue, Orchard Street, and Pike Place 2007 Paul Street, Helene Street, Poutre Street, Edgewood Drive, and Birch Lane. 2008 No roads were rebuilt this year 2009 Lake Road 2010 Highland Avenue rebuild and water services. 2011 No roads were rebuilt this year 2012 Indian Point Street and Third Street 2013 Western Avenue water main replacement from Long Bridge to Cumberland Farms. 2015 Westen Avenue completed 2016 No roads were rebuilt this year 2017 Hinman Street 2018 Hill St, Cliff Street, weaver, Fern Street , and Wells Street
The following section will auto-fill upon completion of the inventory
Total number of Service Lines | 1797
Number of Lead | 0
Number of Galvanized Requiring Replacement | 262
Number of Unknown | 779
Number of Non-Lead | 756
REVISION DATE: 03.10.2025

## Instructions
Information being asked | Background/explanation | Status
Service Line Categorization | This cell will auto-fill based on the information provided and categorized the service line as Galvanized Requiring Replacement (GRR), lead service line, unknown serivce line or non-lead service line. | Auto-completes (no action needed) | Instructions for filling out the Multiple Building Inventory Worksheet
Information about the location of the service line
E-911 Street Address * | The correct address of the building being served. Not to include any resident information. Ex: 115 State Street, Montpelier, Vermont 05602 | Required
Town/City * |  |  | * Required Fields are Shown in Red Text with an Asterisk (*) |  |  | Failure to fill in all the orange cells will result in the service line not being counted in the total on the Intro and Summary Table Worksheet
State * |  |  | Once the E911 Address is entered, all required fields will fill
ZIP * |  |  | with the color | orange | until properly completed.
Property SPAN * | This should be an 11-digit number in three segments. Ex: 405-126-13234. You can locate these numbers here: https://tax.vermont.gov/span-finder |  | **NOTE: Water systems should complete as much information as possible. While not all fields are required, the additional information can help with future rule compliance.
Coordinates of where the service line connects to water main - Latitude | Where the water line enters the building. An appxoimate guess where the line enters the building is acceptable. The number must be between 42.7 and 45.1 and contain AT LEAST 4 decimal places: ex: 44.26247 | Optional, but encouraged
Coordinates of where the service line connects to water main - Longitude | Where the water line enters the buildling. An appxoimate guess where the line enters the building is acceptable. Must contain a "-" before the number and be between -73.5 and -71.2. ex: -72.58044
Coordinates of where the service line connects to building - Latitude | Where the service line connects to the water main. Must be between 42.7 and 45.1 and contain AT LEAST 4 decimal places: ex: 44.26247
Coordinates of where the service line connects to building - Longitude | Where the service line connects to the water main. Must contain a "-" before the number and be between -73.5 and -71.2. ex: -72.58044
Supplying Water Main
Diameter (inches) | If you know the size of the water main serving the service/address listed. | Optional, but encouraged
Current Line Material | If you know the material of the water main serving the service/address listed.
Information about the system portion of the service line
Does this service line have a lead gooseneck, pigtail or other connector? * | The pigtail/gooseneck is the small section of pipe, less than 2 feet long, connecting the water main and the service line. The system may not have this information, but if you know whether or not the pigtail/connector is lead, log that on the form. If you do not know, select "unknown". | Required
Was the line material ever previously lead? * | Answer "yes" if you know or have records that at one point this service line was made of lead.
Current line material * | What is the current system-owned portion of the line made out of? Select from the drop-down. If the system does not own any portion of the service line, select "NA - Customer owns 100% of service line".
Installation/Replacement date (MM/DD/YYYY) | What is the installation date of the current service line? (if this is not the original service line, put the date it was most recently replaced). Use the 2 digit month, 2 digit day, and 4 digit year, for example: 07/04/1776. If you only know the year, put the 4 digit year, e.g. "1776". | Not required for inventory, but needed for rule compliance.
Diameter (inches) | What is the diameter of the system-owned portion of the serivce line? Select from the drop down options. | Recommended
What source(s) did you use to identify the line material? * | Identify the source you used to identify the material(s) of the service line. If you select "other", please provide comments about this source/sources in the comment box in the "Intro and Summary Table" tab. | Required
Information about the customer portion of the service line
Current line material * | What is the current customer-owned portion of the service line made out of? Select from the drop-down. If the customer does not own any of the service line select "N/A - Sysetm owns 100% of service line" | Required
Installation date (MM/DD/YYYY) | What is the installation date of the current service line? (if this is not the original service line, put the date it was most recently replaced) | Not required for inventory, but needed for rule compliance.
Diameter (inches) | What is the diameter of the customer-owned portion of the service line? Select from the drop down options. | Recommended
What source(s) did you use to identify the line material? * | Identify the source you used to identify the material(s) of the service line. | Required
Galvanized Requiring Replacement | This cell will auto-fill based on the information provided about the current, historic, or unknown presence of lead upstream of a galvanized segment. You do not need to do anything in this cell. | Auto-completes (no action needed)
Information about the building that is connected
Building Type | Select from the drop down, whether it is single family, multi family, school, commercial, etc. For the purpose of this document, a single family home means the home is a stand-alone structure with its own lot intended for one family | Not required for inventory, but needed for rule compliance.
Were staff denied access to property or did the owner refuse to respond? * | You must identify if you were denied access to do any investigation. | Required
Is treatment present in the building or at the point of use? | Such as a water softener or other filtration device/system. | Not required for inventory, but needed for rule compliance.
Interior plumbing - what material is used the most? | Identify the material of pipe most used within the building.
Interior plumbing - what material is used 2nd most? | If multiple materials are used, identify the material of pipe second most-used within the building. If there is only one material used in the building, select "Not Applicable".
Interior Plumbing - Installation Date (MM/DD/YY) | Identify the date (or year) the interior plumbing was installed. If the plumbing has all been replaced, identify the date of replacement. Use the 2 digit month, 2 digit day, and 4 digit year, for example: 07/04/1776. If you only know the year, put the 4 digit year, e.g. "1776".

## Multiple Building Inventory
WSID: 5202 |  | Information about the location of the service line
| E-911 address information |  |  |  | Property SPAN * | Coordinates of where the service line connects to water main |  | Coordinates of where the service line connects to building |  | Supplying Water Main |  | Information about the system portion of the service line | [5 empty] | Information about the customer portion of the service line |  |  |  | Information about the building that is connected
Service Line Categorization | E-911 Street Address * | Town/City * | State * | ZIP * |  | Latitude | Longitude | Latitude | Longitude | Diameter (inches) | Current Line Material | Does this service line have a lead gooseneck, pigtail or other connector? * | Was the line material ever previously lead? * | Current line material * | Installation date (MM/DD/YYYY) | Diameter (inches) | What source(s) did you use to identify the line material? * | Current line material * | Installation date (MM/DD/YYYY) | Diameter (inches) | What source(s) did you use to identify the line material? * | Building Type | Were staff denied access to property or did the owner refuse to respond? * | Is treatment present in the building or at the point of use? | Interior plumbing - what material is used the most? | Interior plumbing - what material is used 2nd most? | Interior Plumbing - Installation Date (MM/DD/YY) | Calculated Current Service Line Materials | Lead | GRR | Unknown | Non-Lead | Columns N, O, & S Filled Correctly? | Galvanized Requiring Replacement?
Unknown | 33 VT RTE 105 | Newport Town | Vermont | 5857 | 438-137-10977 |  |  | 44.9323 | -72.2426 |  |  | Unknown | Unknown | Unknown |  |  | Unknown Material – No Source | Unknown |  |  | Unknown Material – No Source |  | No |  |  |  |  | Unk_Unknown_Unk | 0 | 0 | 1 | 0 | Yes | No
Non-Lead | 15 ABEL ST | Newport | Vermont | 5855 | 435-136-15523 |  |  | 44.9406 | -72.1889 | 4 |  | No | Unknown | Copper | 6/4/1996 | 0.5 | Water System/Municipal Records | Copper |  | 0.5 | Visual Inspection - Water System | Single Family Residence | No |  |  |  |  | Non_Unknown_Non | 0 | 0 | 0 | 1 | Yes | No
Unknown | 33 ABEL ST | Newport | Vermont | 5855 | 435-136-14261 |  |  | 44.9409 | -72.1887 |  |  | No | Unknown | Copper | 4/22/1999 | 0.75 | Water System/Municipal Records | Unknown |  |  | Unknown Material – No Source |  | No |  |  |  |  | Non_Unknown_Unk | 0 | 0 | 1 | 0 | Yes | No
Non-Lead | 36 ABEL ST | Newport | Vermont | 5855 | 435-136-14262 |  |  | 44.9408 | -72.1883 | 6 |  | No | Unknown | Copper | 4/22/1999 | 0.75 | Water System/Municipal Records | PEX |  | 0.75 | Visual Inspection - Water System | Single Family Residence | No |  |  |  |  | Non_Unknown_Non | 0 | 0 | 0 | 1 | Yes | No
Unknown | 39 ABEL ST | Newport | Vermont | 5855 | 435-136-14263 |  |  | 44.941 | -72.1886 |  |  | No | Unknown | Copper | 4/22/1999 | 0.75 | Water System/Municipal Records | Unknown |  |  | Unknown Material – No Source |  | No |  |  |  |  | Non_Unknown_Unk | 0 | 0 | 1 | 0 | Yes | No
Non-Lead | 17 ABENAKI DR | Newport | Vermont | 5855 | 435-136-14723 |  |  | 44.96 | -72.2093 |  |  | Unknown | Unknown | Galvanized Iron/Steel |  | 1 | Water System/Municipal Records | Copper |  | 0.75 | Visual Inspection - Water System | Single Family Residence | No |  | Copper |  |  | GRR_Unknown_Non | 0 | 0 | 0 | 1 | Yes | No
Non-Lead | 35 ABENAKI DR | Newport | Vermont | 5855 | 435-136-14379 |  |  | 44.9602 | -72.2089 |  |  | Unknown | Unknown | Galvanized Iron/Steel |  | 1 | Water System/Municipal Records | Copper |  | 0.75 | Visual Inspection - Water System | Single Family Residence | No |  | Copper |  |  | GRR_Unknown_Non | 0 | 0 | 0 | 1 | Yes | No
GRR | 43 ABENAKI DR | Newport | Vermont | 5855 | 435-136-14678 |  |  | 44.9599 | -72.2086 |  |  | Unknown | Unknown | Unknown |  |  | Unknown Material – No Source | Galvanized Iron/Steel |  | 0.75 | Visual Inspection - Water System | Single Family Residence | No |  |  |  |  | Unk_Unknown_GRR | 0 | 1 | 0 | 0 | Yes | Yes
Unknown | 190 ALDERBROOK RD | Newport | Vermont | 5855 | 435-136-15940 |  |  | 44.9288 | -72.239 |  |  | Unknown | Unknown | Unknown |  |  | Unknown Material – No Source | HDPE |  | 1 | Visual Inspection - Water System | Single Family Residence | No |  |  |  |  | Unk_Unknown_Non | 0 | 0 | 1 | 0 | Yes | No
Unknown | 192 ALDERBROOK RD | Newport | Vermont | 5855 | 435-136-15940 |  |  | 44.9292 | -72.2379 |  |  | Unknown | Unknown | Unknown |  |  | Unknown Material – No Source | HDPE |  | 1 | Visual Inspection - Other | Single Family Residence | No |  |  |  |  | Unk_Unknown_Non | 0 | 0 | 1 | 0 | Yes | No
Non-Lead | 51 ALDERBROOK RD | Newport | Vermont | 5855 | 435-136-14851 |  |  | 44.9301 | -72.2349 | Other |  | No | Unknown | Copper | 09/02/1998 | 1 | Water System/Municipal Records | Other | 1998 |  | Local Codes/Regulations | Business/Commercial | No |  |  |  |  | Non_Unknown_Non | 0 | 0 | 0 | 1 | Yes | No
Unknown | 102 ALLENDALE RD | Newport | Vermont | 5855 | 435-136-14681 |  |  | 44.9574 | -72.2073 |  |  | Unknown | Unknown | Unknown |  |  | Unknown Material – No Source | Copper |  | 0.75 | Visual Inspection - Water System | Single Family Residence | No |  |  |  |  | Unk_Unknown_Non | 0 | 0 | 1 | 0 | Yes | No
Unknown | 123 ALLENDALE RD | Newport | Vermont | 5855 | 435-136-16247 |  |  | 44.9581 | -72.2078 |  |  | Unknown | Unknown | Unknown |  |  | Unknown Material – No Source | Copper |  | 0.75 | Visual Inspection - Water System | Single Family Residence | No |  |  |  |  | Unk_Unknown_Non | 0 | 0 | 1 | 0 | Yes | No
Non-Lead | 132 ALLENDALE RD | Newport | Vermont | 5855 | 435-136-14669 |  |  | 44.9585 | -72.2069 |  |  | Unknown | Unknown | Other | 2000 |  | Local Codes/Regulations | HDPE |  | 0.75 | Visual Inspection - Water System | Single Family Residence | No |  |  |  |  | Non_Unknown_Non | 0 | 0 | 0 | 1 | Yes | No
GRR | 164 ALLENDALE RD | Newport | Vermont | 5855 | 435-136-14433 |  |  | 44.9588 | -72.2069 | 4 |  | No | Unknown | Copper | 6/19/1981 | 0.75 | Water System/Municipal Records | Galvanized Iron/Steel |  | 0.75 | Visual Inspection - Water System | Single Family Residence | No |  |  |  |  | Non_Unknown_GRR | 0 | 1 | 0 | 0 | Yes | Yes
Unknown | 171 ALLENDALE RD | Newport | Vermont | 5855 | 435-136-14432 |  |  | 44.959 | -72.2077 |  |  | Unknown | Unknown | Unknown |  |  | Unknown Material – No Source | Copper |  | 0.5 | Visual Inspection - Water System | Single Family Residence | No |  |  |  |  | Unk_Unknown_Non | 0 | 0 | 1 | 0 | Yes | No
Unknown | 216 ALLENDALE RD | Newport | Vermont | 5855 | 435-136-14432 |  |  | 44.9591 | -72.2072 | 4 |  | Unknown | Unknown | Unknown | 1966 |  | Unknown Material – No Source | Unknown |  |  | Unknown Material – No Source |  | No |  |  |  |  | Unk_Unknown_Unk | 0 | 0 | 1 | 0 | Yes | No
Unknown | 223 ALLENDALE RD | Newport | Vermont | 5855 | 435-136-15806 |  |  | 44.9593 | -72.2074 |  |  | Unknown | Unknown | Unknown | 6/13/1988 |  | Unknown Material – No Source | HDPE |  | 0.75 | Visual Inspection - Water System | Single Family Residence | No |  | Galvanized Iron/Steel |  |  | Unk_Unknown_Non | 0 | 0 | 1 | 0 | Yes | No
Unknown | 245 ALLENDALE RD | Newport | Vermont | 5855 | 435-136-14809 |  |  | 44.9596 | -72.2075 | 6 |  | Unknown | Unknown | Unknown | 6/9/1988 |  | Unknown Material – No Source | HDPE |  | 1 | Visual Inspection - Water System | Single Family Residence | No |  |  |  |  | Unk_Unknown_Non | 0 | 0 | 1 | 0 | Yes | No
Unknown | 246 ALLENDALE RD | Newport | Vermont | 5855 | 435-136-15087 |  |  | 44.9596 | -72.207 | 0.75 |  | Unknown | Unknown | Unknown | 5/31/1979 |  | Unknown Material – No Source | Copper |  | 0.75 | Visual Inspection - Water System | Single Family Residence | No |  |  |  |  | Unk_Unknown_Non | 0 | 0 | 1 | 0 | Yes | No
Unknown | 276 ALLENDALE RD | Newport | Vermont | 5855 | 435-136-15452 |  |  | 44.96 | -72.2071 |  |  | Unknown | Unknown | Unknown |  |  | Unknown Material – No Source | Unknown |  |  | Unknown Material – No Source |  | No |  |  |  |  | Unk_Unknown_Unk | 0 | 0 | 1 | 0 | Yes | No
Unknown | 277 ALLENDALE RD | Newport | Vermont | 5855 | 435-136-14923 |  |  | 44.9601 | -72.2075 |  |  | Unknown | Unknown | Unknown |  |  | Unknown Material – No Source | Copper |  | 0.75 | Visual Inspection - Water System | Single Family Residence | No |  | PEX |  |  | Unk_Unknown_Non | 0 | 0 | 1 | 0 | Yes | No
Unknown | 29 ALLENDALE RD | Newport | Vermont | 5855 | 435-136-16365 |  |  | 44.9567 | -72.2081 |  |  | Unknown | Unknown | Unknown |  |  | Unknown Material – No Source | Copper |  | 0.75 | Visual Inspection - Water System | Single Family Residence | No |  |  |  |  | Unk_Unknown_Non | 0 | 0 | 1 | 0 | Yes | No
Unknown | 291 ALLENDALE RD | Newport | Vermont | 5855 | 435-136-14617 |  |  | 44.9603 | -72.2075 | 0.75 |  | Unknown | Unknown | Unknown |  |  | Unknown Material – No Source | HDPE |  | 0.75 | Visual Inspection - Water System | Single Family Residence | No |  |  |  |  | Unk_Unknown_Non | 0 | 0 | 1 | 0 | Yes | No
GRR | 292 ALLENDALE RD | Newport | Vermont | 5855 | 435-136-14427 |  |  | 44.9603 | -72.2072 | 0.75 |  | No | Unknown | Copper |  | 0.75 | Water System/Municipal Records | Galvanized Iron/Steel |  | 0.5 | Visual Inspection - Water System | Single Family Residence | No |  |  |  |  | Non_Unknown_GRR | 0 | 1 | 0 | 0 | Yes | Yes
Unknown | 56 ALLENDALE RD | Newport | Vermont | 5855 | 435-136-14569 |  |  | 44.9569 | -72.2075 | 4 |  | Unknown | Unknown | Unknown | 1966 |  | Unknown Material – No Source | Unknown |  |  | Unknown Material – No Source |  | No |  |  |  |  | Unk_Unknown_Unk | 0 | 0 | 1 | 0 | Yes | No
Non-Lead | 76 ALLENDALE RD | Newport | Vermont | 5855 | 435-136-14298 |  |  | 44.9572 | -72.2073 | 4 |  | No | Unknown | Copper | 10/28/1999 | 0.75 | Water System/Municipal Records | Copper |  | 0.75 | Visual Inspection - Water System | Single Family Residence | No |  |  |  |  | Non_Unknown_Non | 0 | 0 | 0 | 1 | Yes | No
Unknown | 77 ALLENDALE RD | Newport | Vermont | 5855 | 435-136-15830 |  |  | 44.9572 | -72.2081 | 4 |  | No | Unknown | Copper | 10/28/1999 | 0.75 | Water System/Municipal Records | Unknown |  |  | Unknown Material – No Source |  | No |  |  |  |  | Non_Unknown_Unk | 0 | 0 | 1 | 0 | Yes | No
Non-Lead | 99 ALLENDALE RD | Newport | Vermont | 5855 | 435-136-14890 |  |  | 44.9576 | -72.2079 | 4 |  | No | Unknown | Copper | 8/3/1983 | 0.75 | Water System/Municipal Records | Copper |  | 0.5 | Visual Inspection - Water System | Single Family Residence | No |  |  |  |  | Non_Unknown_Non | 0 | 0 | 0 | 1 | Yes | No
Non-Lead | 113 APPLETREE LN | Newport | Vermont | 5855 | 435-136-15703 |  |  | 44.9393 | -72.2347 |  |  | Unknown | Unknown | Other | 1990 |  | Local Codes/Regulations | HDPE |  | 1 | Visual Inspection - Water System | Single Family Residence | No |  | Copper |  |  | Non_Unknown_Non | 0 | 0 | 0 | 1 | Yes | No
Non-Lead | 114 APPLETREE LN | Newport | Vermont | 5855 | 435-136-14690 |  |  | 44.9398 | -72.2338 |  |  | Unknown | Unknown | Other | 1990 |  | Local Codes/Regulations | HDPE |  | 1 | Visual Inspection - Water System | Single Family Residence | No |  | Copper |  |  | Non_Unknown_Non | 0 | 0 | 0 | 1 | Yes | No
Non-Lead | 63 APPLETREE LN | Newport | Vermont | 5855 | 435-136-15247 |  |  | 44.9384 | -72.2356 |  |  | Unknown | Unknown | Other | 2015 |  | Local Codes/Regulations | Other | 2015 |  | Local Codes/Regulations | Single Family Residence | No |  |  |  |  | Non_Unknown_Non | 0 | 0 | 0 | 1 | Yes | No
Non-Lead | 86 APPLETREE LN | Newport | Vermont | 5855 | 435-136-15322 |  |  | 44.9385 | -72.2337 |  |  | Unknown | Unknown | Other | 2001 |  | Local Codes/Regulations | HDPE |  | 1 | Visual Inspection - Water System | Single Family Residence | No |  | Copper |  |  | Non_Unknown_Non | 0 | 0 | 0 | 1 | Yes | No
Unknown | 94 TP LANE | Newport | Vermont | 5855 | 435-136-15618 |  |  | 44.94 | -72.1995 |  |  | Unknown | Unknown | Unknown |  |  | Unknown Material – No Source | Unknown |  |  | Unknown Material – No Source |  | No |  |  |  |  | Unk_Unknown_Unk | 0 | 0 | 1 | 0 | Yes | No
GRR | 34 AUTUMN ST | Newport | Vermont | 5855 | 435-136-14950 |  |  | 44.9426 | -72.1961 | 4 |  | No | Unknown | Copper | 6/26/2000 | 0.5 | Water System/Municipal Records | Galvanized Iron/Steel |  | 0.5 | Visual Inspection - Water System | Single Family Residence | No |  | Copper |  |  | Non_Unknown_GRR | 0 | 1 | 0 | 0 | Yes | Yes
GRR | 46 AUTUMN ST | Newport | Vermont | 5855 | 435-136-15381 |  |  | 44.9425 | -72.1961 | 4 |  | No | Unknown | Copper | 6/26/2000 | 0.75 | Water System/Municipal Records | Galvanized Iron/Steel |  | 0.75 | Visual Inspection - Water System | Single Family Residence | No |  |  |  |  | Non_Unknown_GRR | 0 | 1 | 0 | 0 | Yes | Yes
GRR | 47 AUTUMN ST | Newport | Vermont | 5855 | 435-136-15350 |  |  | 44.9425 | -72.1957 | 4 |  | No | Unknown | Copper | 6/27/2000 | 0.75 | Water System/Municipal Records | Galvanized Iron/Steel |  | 0.75 | Visual Inspection - Water System | Single Family Residence | No |  | Galvanized Iron/Steel |  |  | Non_Unknown_GRR | 0 | 1 | 0 | 0 | Yes | Yes
Non-Lead | 61 AUTUMN ST | Newport | Vermont | 5855 | 435-136-15939 |  |  | 44.9424 | -72.1957 | 4 |  | No | Unknown | Copper | 6/27/2000 | 0.75 | Water System/Municipal Records | Copper |  | 0.75 | Visual Inspection - Water System | Single Family Residence | No |  | PEX |  |  | Non_Unknown_Non | 0 | 0 | 0 | 1 | Yes | No
GRR | 65 AUTUMN ST | Newport | Vermont | 5855 | 435-136-16245 |  |  | 44.9424 | -72.1953 |  |  | No | Unknown | Copper | 1/18/1984 | 0.5 | Water System/Municipal Records | Galvanized Iron/Steel |  | 0.75 | Visual Inspection - Water System | Single Family Residence | No |  |  |  |  | Non_Unknown_GRR | 0 | 1 | 0 | 0 | Yes | Yes
GRR | 75 AUTUMN ST | Newport | Vermont | 5855 | 435-136-16176 |  |  | 44.9422 | -72.1956 | 4 |  | No | Unknown | Copper | 6/28/2000 | 0.75 | Water System/Municipal Records | Galvanized Iron/Steel |  | 0.75 | Visual Inspection - Water System | Single Family Residence | No |  |  |  |  | Non_Unknown_GRR | 0 | 1 | 0 | 0 | Yes | Yes
Unknown | 83 AUTUMN ST | Newport | Vermont | 5855 | 435-136-15742 |  |  | 44.942 | -72.1956 | 4 |  | No | Unknown | Copper | 6/28/2000 | 0.75 | Water System/Municipal Records | Unknown |  |  | Unknown Material – No Source |  | No |  |  |  |  | Non_Unknown_Unk | 0 | 0 | 1 | 0 | Yes | No
Non-Lead | 95 AUTUMN ST | Newport | Vermont | 5855 | 435-136-15847 |  |  | 44.9418 | -72.1957 | 4 |  | No | Unknown | Copper | 6/28/2000 | 0.75 | Water System/Municipal Records | Copper |  | 0.75 | Visual Inspection - Water System | Multi-family residence | No |  | PEX |  |  | Non_Unknown_Non | 0 | 0 | 0 | 1 | Yes | No
GRR | 209 VETERANS AVE BALL FIELD-SOCCER | Newport | Vermont | 5855 | 435-136-15651 |  |  | 44.9468 | -72.2053 |  |  | Unknown | Unknown | Unknown |  | 1 | Unknown Material – No Source | Galvanized Iron/Steel |  | 1 | Visual Inspection - Water System | School | No |  |  |  |  | Unk_Unknown_GRR | 0 | 1 | 0 | 0 | Yes | Yes
Unknown | 35 BAYVIEW ST | Newport | Vermont | 5855 | 435-136-14867 |  |  | 44.9357 | -72.2115 | 4 |  | Yes | Unknown | Copper | 05/26/2000 | 0.75 | Water System/Municipal Records | Unknown |  |  | Unknown Material – No Source | Multi-family residence | No |  |  |  |  | Non_Unknown_Unk | 0 | 0 | 1 | 0 | Yes | No
Unknown | 40 BAYVIEW ST | Newport | Vermont | 5855 | 435-136-14438 |  |  | 44.9357 | -72.2113 | 4 |  | Yes | Unknown | Copper | 05/26/2000 | 0.75 | Water System/Municipal Records | Unknown |  |  | Unknown Material – No Source | Multi-family residence | No |  |  |  |  | Non_Unknown_Unk | 0 | 0 | 1 | 0 | Yes | No
Unknown | 50 BAYVIEW ST (3 UNIT/SOUTH BUILDING) | Newport | Vermont | 5855 | 435-136-14438 |  |  | 44.9358 | -72.2113 | 4 |  | Unknown | Unknown | Other | 2000 |  | Water System/Municipal Records | Unknown |  |  | Unknown Material – No Source | Multi-family residence | No |  |  |  |  | Non_Unknown_Unk | 0 | 0 | 1 | 0 | Yes | No
Unknown | 50 BAYVIEW ST (6 UNIT/NORTH BUILDING) | Newport | Vermont | 5855 | 435-136-14438 |  |  | 44.9358 | -72.2113 |  |  | Unknown | Unknown | Other | 2000 |  | Water System/Municipal Records | Unknown |  |  | Unknown Material – No Source | Multi-family residence | No |  |  |  |  | Non_Unknown_Unk | 0 | 0 | 1 | 0 | Yes | No
Unknown | 55 BAYVIEW ST | Newport | Vermont | 5855 | 435-136-14437 |  |  | 44.9359 | -72.2116 | 4 |  | Yes | Unknown | Copper | 05/23/2000 | 0.75 | Water System/Municipal Records | Unknown |  |  | Unknown Material – No Source | Multi-family residence | No |  |  |  |  | Non_Unknown_Unk | 0 | 0 | 1 | 0 | Yes | No
Unknown | 73 BAYVIEW ST | Newport | Vermont | 5855 | 435-136-14466 |  |  | 44.9361 | -72.2118 | 4 |  | Yes | Unknown | Copper | 06/01/2000 | 0.75 | Water System/Municipal Records | Unknown |  |  | Unknown Material – No Source | Multi-family residence | No |  |  |  |  | Non_Unknown_Unk | 0 | 0 | 1 | 0 | Yes | No
Unknown | 74 BAYVIEW ST | Newport | Vermont | 5855 | 435-136-14654 |  |  | 44.9361 | -72.2115 | 4 |  | Unknown | Unknown | Other | 2000 |  | Water System/Municipal Records | Unknown |  |  | Unknown Material – No Source | Multi-family residence | No |  |  |  |  | Non_Unknown_Unk | 0 | 0 | 1 | 0 | Yes | No
Unknown | 84 BAYVIEW ST | Newport | Vermont | 5855 | 435-136-15155 |  |  | 44.9361 | -72.2115 | 4 |  | Yes | Unknown | Copper | 06/02/2000 | 0.75 | Water System/Municipal Records | Unknown |  |  | Unknown Material – No Source | Multi-family residence | No |  |  |  |  | Non_Unknown_Unk | 0 | 0 | 1 | 0 | Yes | No
Unknown | 91 BAYVIEW ST | Newport | Vermont | 5855 | 435-136-15217 |  |  | 44.9363 | -72.2119 | 4 |  | Yes | Unknown | Copper | 06/05/2000 | 0.75 | Water System/Municipal Records | Unknown |  |  | Unknown Material – No Source | Multi-family residence | No |  |  |  |  | Non_Unknown_Unk | 0 | 0 | 1 | 0 | Yes | No
Unknown | 92 BAYVIEW ST | Newport | Vermont | 5855 | 435-136-16184 |  |  | 44.9364 | -72.2117 | 4 |  | Unknown | Unknown | Other | 06/02/2000 | 0.75 | Water System/Municipal Records | Unknown |  |  | Unknown Material – No Source | Multi-family residence | No |  |  |  |  | Non_Unknown_Unk | 0 | 0 | 1 | 0 | Yes | No
Unknown | 99 BAYVIEW ST | Newport | Vermont | 5855 | 435-136-15100 |  |  | 44.9364 | -72.212 | 0.75 |  | Unknown | Unknown | Copper | 06/05/2000 | 0.75 | Water System/Municipal Records | Unknown |  |  | Unknown Material – No Source | Single Family Residence | No |  |  |  |  | Non_Unknown_Unk | 0 | 0 | 1 | 0 | Yes | No
Unknown | 35 BEL-AIRE DR | Newport | Vermont | 5855 | 435-136-15804 |  |  | 44.9356 | -72.2224 | 6 |  | Unknown | Unknown | Other | 11/14/1985 | 6 | Water System/Municipal Records | Unknown |  |  | Unknown Material – No Source |  | No |  |  |  |  | Non_Unknown_Unk | 0 | 0 | 1 | 0 | Yes | No
Unknown | 16 BIGELOW BLUFF RD | Newport | Vermont | 5855 | 435-136-14340 |  |  | 44.9556 | -72.2179 |  |  | Unknown | Unknown | Unknown |  |  | Unknown Material – No Source | Copper |  | 0.75 | Visual Inspection - Water System | Single Family Residence | No |  |  |  |  | Unk_Unknown_Non | 0 | 0 | 1 | 0 | Yes | No
Non-Lead | 203 BIGELOW BLUFF RD | Newport | Vermont | 5855 | 435-136-14545 |  |  | 44.9525 | -72.2185 | 4 |  | No | No | Copper | 2022 | 1 | Water System Maps/Drawings | HDPE |  | 1 | Water System/Municipal Records | Single Family Residence | No |  |  |  |  | Non_No_Non | 0 | 0 | 0 | 1 | Yes | No
Unknown | 222 BIGELOW BLUFF RD | Newport | Vermont | 5855 | 435-136-15936 |  |  | 44.9535 | -72.2186 | 4 |  | Unknown | Unknown | Unknown |  |  | Unknown Material – No Source | HDPE |  | 1 | Visual Inspection - Other | Single Family Residence | No |  |  |  |  | Unk_Unknown_Non | 0 | 0 | 1 | 0 | Yes | No
Non-Lead | 232 BIGELOW BLUFF RD | Newport | Vermont | 5855 | 435-136-14849 |  |  | 44.9533 | -72.2187 |  |  | No | Unknown | PEX |  |  | Water System/Municipal Records | PEX |  | 1 | Visual Inspection - Water System | Single Family Residence | No |  | Copper |  |  | Non_Unknown_Non | 0 | 0 | 0 | 1 | Yes | No
Unknown | 84 BIGELOW BLUFF RD | Newport | Vermont | 5855 | 435-136-14673 |  |  | 44.9547 | -72.2176 |  |  | Unknown | Unknown | Unknown |  |  | Unknown Material – No Source | HDPE |  | 1 | Visual Inspection - Water System | Single Family Residence | No |  | Copper |  |  | Unk_Unknown_Non | 0 | 0 | 1 | 0 | Yes | No
Non-Lead | 86 BIGELOW BLUFF RD | Newport | Vermont | 5855 | 435-136-14674 |  |  | 44.9548 | -72.218 |  |  | No | Unknown | HDPE |  | 0.75 | Water System/Municipal Records | HDPE |  | 0.75 | Visual Inspection - Other | Single Family Residence | No |  |  |  |  | Non_Unknown_Non | 0 | 0 | 0 | 1 | Yes | No
Non-Lead | 33 BIRCH HOLLOW LANE | Newport | Vermont | 5855 | 435-136-15949 |  |  | 44.9497 | -72.2041 |  |  | Unknown | Unknown | Other | 2006 |  | Water System/Municipal Records | Other | 2006 |  | Local Codes/Regulations |  | No |  |  |  |  | Non_Unknown_Non | 0 | 0 | 0 | 1 | Yes | No
Non-Lead | 14 BIRCH LANE | Newport | Vermont | 5855 | 435-136-15885 |  |  | 44.9452 | -72.1936 | 4 |  | Unknown | Unknown | Other | 07/26/2007 | 0.75 | Water System/Municipal Records | Copper |  | 0.75 | Visual Inspection - Water System | Single Family Residence | No |  |  |  |  | Non_Unknown_Non | 0 | 0 | 0 | 1 | Yes | No
Non-Lead | 15 BIRCH LANE | Newport | Vermont | 5855 | 435-136-15333 |  |  | 44.9449 | -72.1937 | 4 |  | Unknown | Unknown | Other | 07/24/2007 |  | Water System/Municipal Records | Copper |  | 0.75 | Visual Inspection - Water System | Single Family Residence | No |  | Copper |  |  | Non_Unknown_Non | 0 | 0 | 0 | 1 | Yes | No
Unknown | 29 BIRCH LANE | Newport | Vermont | 5855 | 435-136-15059 |  |  | 44.945 | -72.194 | 4 |  | No | Unknown | Other | 07/30/2007 |  | Water System/Municipal Records | Unknown |  |  | Unknown Material – No Source |  | No |  |  |  |  | Non_Unknown_Unk | 0 | 0 | 1 | 0 | Yes | No
GRR | 46 BIRCH LANE | Newport | Vermont | 5855 | 435-136-14798 |  |  | 44.9453 | -72.194 | 4 |  | Unknown | Unknown | Copper | 07/31/2007 | 0.75 | Water System/Municipal Records | Galvanized Iron/Steel |  | 0.5 | Visual Inspection - Water System | Single Family Residence | No |  | Copper |  |  | Non_Unknown_GRR | 0 | 1 | 0 | 0 | Yes | Yes
GRR | 70 BIRCH LANE | Newport | Vermont | 5855 | 435-136-14911 |  |  | 44.9452 | -72.1949 | 4 |  | Unknown | Unknown | Copper | 2007 |  | Water System/Municipal Records | Galvanized Iron/Steel |  | 0.75 | Visual Inspection - Water System | Single Family Residence | No |  | Copper |  |  | Non_Unknown_GRR | 0 | 1 | 0 | 0 | Yes | Yes
Unknown | 105 BLAKE ST | Newport | Vermont | 5855 | 435-136-15473 |  |  | 44.9478 | -72.1977 |  |  | Unknown | Unknown | Unknown |  |  | Unknown Material – No Source | Copper |  | 0.75 | Visual Inspection - Water System | Single Family Residence | No |  | Copper |  |  | Unk_Unknown_Non | 0 | 0 | 1 | 0 | Yes | No
Unknown | 106 BLAKE ST | Newport | Vermont | 5855 | 435-136-15039 |  |  | 44.9474 | -72.1976 |  |  | Unknown | Unknown | Unknown |  |  | Unknown Material – No Source | Unknown |  |  | Unknown Material – No Source |  | No |  |  |  |  | Unk_Unknown_Unk | 0 | 0 | 1 | 0 | Yes | No
Unknown | 129 BLAKE ST | Newport | Vermont | 5855 | 435-136-15480 |  |  | 44.9476 | -72.1973 |  |  | Unknown | Unknown | Unknown |  |  | Unknown Material – No Source | Copper |  | 0.5 | Visual Inspection - Water System | Single Family Residence | No |  |  |  |  | Unk_Unknown_Non | 0 | 0 | 1 | 0 | Yes | No
Unknown | 142 BLAKE ST | Newport | Vermont | 5855 | 435-136-15451 |  |  | 44.9473 | -72.1969 |  |  | Unknown | Unknown | Unknown |  |  | Unknown Material – No Source | Copper |  | 0.5 | Visual Inspection - Water System | Single Family Residence | No |  |  |  |  | Unk_Unknown_Non | 0 | 0 | 1 | 0 | Yes | No
Non-Lead | 151 BLAKE ST | Newport | Vermont | 5855 | 435-136-15568 |  |  | 44.9476 | -72.1968 |  |  | Unknown | Unknown | Copper |  | 0.5 | Visual Inspection - Water System | Copper | 2025 | 0.75 | Visual Inspection - Water System | Single Family Residence | No |  |  |  |  | Non_Unknown_Non | 0 | 0 | 0 | 1 | Yes | No
GRR | 162 BLAKE ST | Newport | Vermont | 5855 | 435-136-15363 |  |  | 44.9472 | -72.1966 |  |  | Unknown | Unknown | Unknown |  |  | Unknown Material – No Source | Galvanized Iron/Steel |  | 0.5 | Visual Inspection - Water System | Single Family Residence | No |  | Copper |  |  | Unk_Unknown_GRR | 0 | 1 | 0 | 0 | Yes | Yes
Unknown | 179 BLAKE ST | Newport | Vermont | 5855 | 435-136-15566 |  |  | 44.9476 | -72.1963 |  |  | Unknown | Unknown | Unknown |  |  | Unknown Material – No Source | Copper |  | 0.5 | Visual Inspection - Water System | Single Family Residence | No |  |  |  |  | Unk_Unknown_Non | 0 | 0 | 1 | 0 | Yes | No
GRR | 209 BLAKE ST | Newport | Vermont | 5855 | 435-136-15458 |  |  | 44.9476 | -72.1958 | 6 |  | Unknown | Unknown | Unknown | 9/17/1959 | 0.5 | Unknown Material – No Source | Galvanized Iron/Steel |  | 0.75 | Visual Inspection - Water System | Single Family Residence | No |  | Galvanized Iron/Steel | PEX |  | Unk_Unknown_GRR | 0 | 1 | 0 | 0 | Yes | Yes
Unknown | 22 BLAKE ST | Newport | Vermont | 5855 | 435-136-15425 |  |  | 44.9472 | -72.1994 |  |  | Unknown | Unknown | Unknown |  |  | Unknown Material – No Source | Copper |  | 0.75 | Visual Inspection - Water System | Single Family Residence | No |  | Galvanized Iron/Steel | PEX |  | Unk_Unknown_Non | 0 | 0 | 1 | 0 | Yes | No
Unknown | 223 BLAKE ST | Newport | Vermont | 5855 | 435-136-16146 |  |  | 44.9477 | -72.1954 |  |  | Unknown | Unknown | Unknown |  |  | Unknown Material – No Source | Copper |  | 0.75 | Visual Inspection - Water System | Single Family Residence | No |  |  |  |  | Unk_Unknown_Non | 0 | 0 | 1 | 0 | Yes | No
Unknown | 234 BLAKE ST | Newport | Vermont | 5855 | 435-136-14411 |  |  | 44.9474 | -72.1953 |  |  | Unknown | Unknown | Unknown |  |  | Unknown Material – No Source | Copper |  | 0.5 | Visual Inspection - Water System | Single Family Residence | No |  | Copper |  |  | Unk_Unknown_Non | 0 | 0 | 1 | 0 | Yes | No
Unknown | 239 BLAKE ST | Newport | Vermont | 5855 | 435-136-14833 |  |  | 44.9477 | -72.1949 |  |  | Unknown | Unknown | Unknown |  |  | Unknown Material – No Source | HDPE |  | 0.75 | Visual Inspection - Water System | Single Family Residence | No |  | Copper |  |  | Unk_Unknown_Non | 0 | 0 | 1 | 0 | Yes | No
Unknown | 240 BLAKE ST | Newport | Vermont | 5855 | 435-136-15793 |  |  | 44.9474 | -72.1949 |  |  | Unknown | Unknown | Unknown |  |  | Unknown Material – No Source | Copper |  | 0.75 | Visual Inspection - Water System | Single Family Residence | No |  |  |  |  | Unk_Unknown_Non | 0 | 0 | 1 | 0 | Yes | No
Unknown | 255 BLAKE ST | Newport | Vermont | 5855 | 435-136-15030 |  |  | 44.9477 | -72.1946 |  |  | Unknown | Unknown | Unknown |  |  | Unknown Material – No Source | Copper |  | 0.75 | Visual Inspection - Water System | Single Family Residence | No |  |  |  |  | Unk_Unknown_Non | 0 | 0 | 1 | 0 | Yes | No
Unknown | 264 BLAKE ST | Newport | Vermont | 5855 | 435-136-14594 |  |  | 44.9474 | -72.1945 |  |  | Unknown | Unknown | Unknown |  |  | Unknown Material – No Source | Copper |  | 0.5 | Visual Inspection - Other | Single Family Residence | No |  |  |  |  | Unk_Unknown_Non | 0 | 0 | 1 | 0 | Yes | No
Unknown | 300 BLAKE ST | Newport | Vermont | 5855 | 435-136-15431 |  |  | 44.9473 | -72.1937 |  |  | Unknown | Unknown | Unknown |  |  | Unknown Material – No Source | HDPE |  | 0.75 | Visual Inspection - Water System | Single Family Residence | No |  |  |  |  | Unk_Unknown_Non | 0 | 0 | 1 | 0 | Yes | No
Unknown | 31 BLAKE ST | Newport | Vermont | 5855 | 435-136-15489 |  |  | 44.9476 | -72.1992 |  |  | Unknown | Unknown | Unknown |  |  | Unknown Material – No Source | Copper |  | 0.5 | Visual Inspection - Water System | Single Family Residence | No |  |  |  |  | Unk_Unknown_Non | 0 | 0 | 1 | 0 | Yes | No
Unknown | 42 BLAKE ST | Newport | Vermont | 5855 | 435-136-14986 |  |  | 44.9472 | -72.1989 |  |  | Unknown | Unknown | Unknown |  |  | Unknown Material – No Source | Copper |  | 0.75 | Visual Inspection - Water System | Single Family Residence | No |  |  |  |  | Unk_Unknown_Non | 0 | 0 | 1 | 0 | Yes | No
Unknown | 47 BLAKE ST | Newport | Vermont | 5855 | 435-136-14933 |  |  | 44.9477 | -72.1988 |  |  | Unknown | Unknown | Unknown |  |  | Unknown Material – No Source | Unknown |  |  | Unknown Material – No Source | Single Family Residence | No |  |  |  |  | Unk_Unknown_Unk | 0 | 0 | 1 | 0 | Yes | No
Unknown | 66 BLAKE ST | Newport | Vermont | 5855 | 435-136-15365 |  |  | 44.9472 | -72.1985 |  |  | Unknown | Unknown | Unknown |  |  | Unknown Material – No Source | Copper |  | 0.75 | Visual Inspection - Water System | Single Family Residence | No |  |  |  |  | Unk_Unknown_Non | 0 | 0 | 1 | 0 | Yes | No
Unknown | 75 BLAKE ST | Newport | Vermont | 5855 | 435-136-15862 |  |  | 44.9476 | -72.1985 |  |  | Unknown | Unknown | Unknown |  |  | Unknown Material – No Source | Copper |  | 0.75 | Visual Inspection - Water System | Single Family Residence | No |  |  |  |  | Unk_Unknown_Non | 0 | 0 | 1 | 0 | Yes | No
Unknown | 88 BLAKE ST | Newport | Vermont | 5855 | 435-136-15866 |  |  | 44.9472 | -72.1981 | 6 |  | Unknown | Unknown | Unknown | 1966 |  | Unknown Material – No Source | Copper |  | 0.75 | Visual Inspection - Water System | Single Family Residence | No |  |  |  |  | Unk_Unknown_Non | 0 | 0 | 1 | 0 | Yes | No
Unknown | 89 BLAKE ST | Newport | Vermont | 5855 | 435-136-14388 |  |  | 44.9479 | -72.1981 |  |  | Unknown | Unknown | Unknown |  |  | Unknown Material – No Source | Copper |  | 0.75 | Visual Inspection - Water System | Single Family Residence | No |  |  |  |  | Unk_Unknown_Non | 0 | 0 | 1 | 0 | Yes | No
GRR | 124 BLANCHARD AVE | Newport | Vermont | 5855 | 435-136-15033 |  |  | 44.945 | -72.1906 |  |  | Unknown | Unknown | Other | 6/11/1997 |  | Water System/Municipal Records | Galvanized Iron/Steel |  | 0.5 | Visual Inspection - Water System | Single Family Residence | No |  | Copper |  |  | Non_Unknown_GRR | 0 | 1 | 0 | 0 | Yes | Yes
Non-Lead | 132 BLANCHARD AVE | Newport | Vermont | 5855 | 435-136-15107 |  |  | 44.9452 | -72.1905 |  |  | Unknown | Unknown | Other | 1997 |  | Water System/Municipal Records | Copper |  | 0.5 | Visual Inspection - Water System | Single Family Residence | No |  |  |  |  | Non_Unknown_Non | 0 | 0 | 0 | 1 | Yes | No
Non-Lead | 171 BLANCHARD AVE | Newport | Vermont | 5855 | 435-136-16232 |  |  | 44.9457 | -72.1909 |  |  | Unknown | Unknown | Other | 6/12/1997 |  | Water System/Municipal Records | Copper |  | 0.75 | Visual Inspection - Water System | Single Family Residence | No |  | PEX |  |  | Non_Unknown_Non | 0 | 0 | 0 | 1 | Yes | No
Non-Lead | 182 BLANCHARD AVE | Newport | Vermont | 5855 | 435-136-15669 |  |  | 44.946 | -72.1902 |  |  | Unknown | Unknown | Other | 1997 |  | Water System/Municipal Records | Copper |  | 0.5 | Visual Inspection - Water System | Single Family Residence | No |  |  |  |  | Non_Unknown_Non | 0 | 0 | 0 | 1 | Yes | No
Non-Lead | 193 BLANCHARD AVE | Newport | Vermont | 5855 | 435-136-15493 |  |  | 44.9459 | -72.1907 | 4 |  | No | Unknown | Copper | 6/16/1997 | 0.75 | Water System/Municipal Records | Copper |  | 0.75 | Visual Inspection - Water System | Single Family Residence | No |  |  |  |  | Non_Unknown_Non | 0 | 0 | 0 | 1 | Yes | No
Non-Lead | 214 BLANCHARD AVE | Newport | Vermont | 5855 | 435-136-15957 |  |  | 44.9463 | -72.1901 | 4 |  | No | Unknown | Copper | 06/17/1997 | 0.75 | Water System/Municipal Records | Copper |  | 0.75 | Visual Inspection - Water System | Single Family Residence | No |  |  |  |  | Non_Unknown_Non | 0 | 0 | 0 | 1 | Yes | No
Non-Lead | 221 BLANCHARD AVE | Newport | Vermont | 5855 | 435-136-14904 |  |  | 44.9463 | -72.1905 | 4 |  | Unknown | Unknown | Other | 6/17/1997 | 0.5 | Water System/Municipal Records | Copper |  | 0.5 | Visual Inspection - Water System | Single Family Residence | No |  |  |  |  | Non_Unknown_Non | 0 | 0 | 0 | 1 | Yes | No
Non-Lead | 238 BLANCHARD AVE | Newport | Vermont | 5855 | 435-136-14984 |  |  | 44.9465 | -72.1899 |  |  | Unknown | Unknown | Other | 1997 |  | Water System/Municipal Records | Copper |  | 0.75 | Visual Inspection - Water System | Single Family Residence | No |  |  |  |  | Non_Unknown_Non | 0 | 0 | 0 | 1 | Yes | No
Unknown | 247 BLANCHARD AVE | Newport | Vermont | 5855 | 435-136-15092 |  |  | 44.9468 | -72.1904 |  |  | Unknown | Unknown | Other | 6/18/1997 |  | Water System/Municipal Records | Unknown |  |  | Unknown Material – No Source |  | No |  |  |  |  | Non_Unknown_Unk | 0 | 0 | 1 | 0 | Yes | No
GRR | 272 BLANCHARD AVE | Newport | Vermont | 5855 | 435-136-15732 |  |  | 44.9469 | -72.1897 |  |  | Unknown | Unknown | Other | 1997 |  | Water System/Municipal Records | Galvanized Iron/Steel |  | 0.75 | Visual Inspection - Water System | Single Family Residence | No |  |  |  |  | Non_Unknown_GRR | 0 | 1 | 0 | 0 | Yes | Yes
Non-Lead | 301 BLANCHARD AVE | Newport | Vermont | 5855 | 435-136-16239 |  |  | 44.9475 | -72.1901 | 2 | PVC | No | Unknown | Copper | 1997 | 0.75 | Water System/Municipal Records | Copper |  | 0.75 | Visual Inspection - Water System | Single Family Residence | No |  |  |  |  | Non_Unknown_Non | 0 | 0 | 0 | 1 | Yes | No
Unknown | 304 BLANCHARD AVE | Newport | Vermont | 5855 | 435-136-15975 |  |  | 44.9477 | -72.1893 |  |  | Unknown | Unknown | Other | 06/19/1997 |  | Water System/Municipal Records | Unknown |  |  | Unknown Material – No Source |  | No |  |  |  |  | Non_Unknown_Unk | 0 | 0 | 1 | 0 | Yes | No
Non-Lead | 342 BLANCHARD AVE | Newport | Vermont | 5855 | 435-136-16135 |  |  | 44.948 | -72.1895 | 2 | PVC | No | Unknown | Copper | 1998 | 0.5 | Visual Inspection - Water System | Copper |  | 0.5 | Visual Inspection - Water System | Single Family Residence | No |  |  |  |  | Non_Unknown_Non | 0 | 0 | 0 | 1 | Yes | No
Non-Lead | 35 BLANCHARD AVE | Newport | Vermont | 5855 | 435-136-14676 |  |  | 44.9438 | -72.1913 |  |  | Unknown | Unknown | Other | 6/9/1997 |  | Water System/Municipal Records | Copper |  | 0.75 | Visual Inspection - Water System | Single Family Residence | No |  |  |  |  | Non_Unknown_Non | 0 | 0 | 0 | 1 | Yes | No
Non-Lead | 38 BLANCHARD AVE | Newport | Vermont | 5855 | 435-136-14544 |  |  | 44.9437 | -72.1908 |  |  | Unknown | Unknown | Other | 6/18/1997 |  | Water System/Municipal Records | Copper |  | 0.75 | Visual Inspection - Water System | Single Family Residence | No |  |  |  |  | Non_Unknown_Non | 0 | 0 | 0 | 1 | Yes | No
Non-Lead | 52 BLANCHARD AVE | Newport | Vermont | 5855 | 435-136-15088 |  |  | 44.9441 | -72.1906 |  |  | No | Unknown | Copper | 9/1/1994 | 0.5 | Water System/Municipal Records | Copper |  | 0.75 | Visual Inspection - Water System | Single Family Residence | No |  |  |  |  | Non_Unknown_Non | 0 | 0 | 0 | 1 | Yes | No
Non-Lead | 82 BLANCHARD AVE | Newport | Vermont | 5855 | 435-136-15520 |  |  | 44.9444 | -72.1908 |  |  | No | Unknown | Copper | 1997 |  | Water System/Municipal Records | Copper |  | 0.5 | Visual Inspection - Water System | Single Family Residence | No |  |  |  |  | Non_Unknown_Non | 0 | 0 | 0 | 1 | Yes | No
Non-Lead | 98 BLANCHARD AVE | Newport | Vermont | 5855 | 435-136-14301 |  |  | 44.9447 | -72.1907 |  |  | No | Unknown | Other | 6/11/1997 |  | Water System/Municipal Records | Copper |  | 0.5 | Visual Inspection - Water System | Single Family Residence | No |  | Copper |  |  | Non_Unknown_Non | 0 | 0 | 0 | 1 | Yes | No
Unknown | 1097 BLUFF RD | Newport | Vermont | 5855 | 435-136-14836 |  |  | 44.9561 | -72.2138 |  |  | Unknown | Unknown | Unknown |  |  | Unknown Material – No Source | Unknown |  |  | Unknown Material – No Source |  | No |  |  |  |  | Unk_Unknown_Unk | 0 | 0 | 1 | 0 | Yes | No
Unknown | 1127 BLUFF RD | Newport | Vermont | 5855 | 435-136-15953 | [6 empty] | Unknown | Unknown | Unknown |  |  | Unknown Material – No Source | Unknown |  |  | Unknown Material – No Source |  | No |  |  |  |  | Unk_Unknown_Unk | 0 | 0 | 1 | 0 | Yes | No
GRR | 1134 BLUFF RD | Newport | Vermont | 5855 | 435-136-16091 |  |  | 44.957 | -72.2144 |  |  | Unknown | Unknown | Unknown |  |  | Unknown Material – No Source | Galvanized Iron/Steel |  | 0.5 | Visual Inspection - Water System | Single Family Residence | No |  | Copper |  |  | Unk_Unknown_GRR | 0 | 1 | 0 | 0 | Yes | Yes
Non-Lead | 1160 BLUFF RD | Newport | Vermont | 5855 | 435-136-15905 |  |  | 44.9564 | -72.2149 | 1 |  | Unknown | Unknown | Galvanized Iron/Steel |  | 1 | Water System/Municipal Records | Copper |  | 0.5 | Visual Inspection - Water System | Single Family Residence | No |  | Copper |  |  | GRR_Unknown_Non | 0 | 0 | 0 | 1 | Yes | No
Unknown | 1220 BLUFF RD | Newport | Vermont | 5855 | 435-136-15906 |  |  | 44.9573 | -72.2165 |  |  | Unknown | Unknown | Unknown |  | 0.75 | Unknown Material – No Source | HDPE |  | 0.75 | Visual Inspection - Water System | Single Family Residence | No |  |  |  |  | Unk_Unknown_Non | 0 | 0 | 1 | 0 | Yes | No
Unknown | 1222 BLUFF RD | Newport | Vermont | 5855 | 435-136-15811 |  |  | 44.9568 | -72.2167 |  |  | Unknown | Unknown | Unknown |  |  | Unknown Material – No Source | HDPE |  | 1 | Visual Inspection - Water System | Single Family Residence | No |  | PEX |  |  | Unk_Unknown_Non | 0 | 0 | 1 | 0 | Yes | No
GRR | 1238 BLUFF RD | Newport | Vermont | 5855 | 435-136-15807 |  |  | 44.9564 | -72.2165 | 4 |  | Unknown | Unknown | Unknown |  |  | Unknown Material – No Source | Galvanized Iron/Steel |  | 0.75 | Visual Inspection - Water System | Single Family Residence | No |  | Copper |  |  | Unk_Unknown_GRR | 0 | 1 | 0 | 0 | Yes | Yes
Unknown | 1254 BLUFF RD | Newport | Vermont | 5855 | 435-136-14376 |  |  | 44.9573 | -72.2169 |  |  | Unknown | Unknown | Unknown |  |  | Unknown Material – No Source | Copper |  | 0.75 | Visual Inspection - Water System | Single Family Residence | No |  |  |  |  | Unk_Unknown_Non | 0 | 0 | 1 | 0 | Yes | No
Unknown | 1276 BLUFF RD | Newport | Vermont | 5855 | 435-136-16088 |  |  | 44.9571 | -72.2173 |  |  | Unknown | Unknown | Unknown |  |  | Unknown Material – No Source | Copper |  | 0.5 | Visual Inspection - Water System | Single Family Residence | No |  |  |  |  | Unk_Unknown_Non | 0 | 0 | 1 | 0 | Yes | No
Unknown | 1280 BLUFF RD | Newport | Vermont | 5855 | 435-136-15166 |  |  | 44.9568 | -72.2177 |  |  | Unknown | Unknown | Unknown |  |  | Unknown Material – No Source | HDPE |  | 1 | Visual Inspection - Water System | Single Family Residence | No |  | Copper |  |  | Unk_Unknown_Non | 0 | 0 | 1 | 0 | Yes | No
GRR | 1298 BLUFF RD | Newport | Vermont | 5855 | 435-136-15444 |  |  | 44.9569 | -72.2182 |  |  | Unknown | Unknown | Unknown |  |  | Unknown Material – No Source | Galvanized Iron/Steel |  | 0.75 | Visual Inspection - Water System | Single Family Residence | No |  |  |  |  | Unk_Unknown_GRR | 0 | 1 | 0 | 0 | Yes | Yes
Unknown | 1342 BLUFF RD | Newport | Vermont | 5855 | 435-136-15145 |  |  | 44.9563 | -72.2183 |  |  | Unknown | Unknown | Unknown |  |  | Unknown Material – No Source | Copper |  | 0.75 | Visual Inspection - Water System | Single Family Residence | No |  | Copper |  |  | Unk_Unknown_Non | 0 | 0 | 1 | 0 | Yes | No
Unknown | 1358 BLUFF RD | Newport | Vermont | 5855 | 435-136-14420 |  |  | 44.9566 | -72.2189 |  |  | Unknown | Unknown | Unknown |  |  | Unknown Material – No Source | Copper |  | 0.75 | Visual Inspection - Water System | Single Family Residence | No |  |  |  |  | Unk_Unknown_Non | 0 | 0 | 1 | 0 | Yes | No
Unknown | 1414 BLUFF RD | Newport | Vermont | 5855 | 435-136-16419 |  |  | 44.9566 | -72.2195 |  |  | Unknown | Unknown | Unknown |  |  | Unknown Material – No Source | HDPE |  | 0.75 | Visual Inspection - Water System | Single Family Residence | No |  |  |  |  | Unk_Unknown_Non | 0 | 0 | 1 | 0 | Yes | No
Unknown | 180 BLUFF RD | Newport | Vermont | 5855 | 435-136-14624 |  |  | 44.9503 | -72.2003 |  |  | Unknown | Unknown | Unknown |  |  | Unknown Material – No Source | Copper |  | 1 | Visual Inspection - Water System | Single Family Residence | No |  | Copper |  |  | Unk_Unknown_Non | 0 | 0 | 1 | 0 | Yes | No
GRR | 211 BLUFF RD | Newport | Vermont | 5855 | 435-136-16236 |  |  | 44.9495 | -72.2013 |  |  | Unknown | Unknown | Galvanized Iron/Steel |  | 0.75 | Water System/Municipal Records | Galvanized Iron/Steel |  | 0.75 | Visual Inspection - Water System | Single Family Residence | No |  |  |  |  | GRR_Unknown_GRR | 0 | 1 | 0 | 0 | Yes | Yes
GRR | 231 BLUFF RD | Newport | Vermont | 5855 | 435-136-16243 |  |  | 44.9499 | -72.2015 | 6 |  | Unknown | Unknown | Unknown |  | 0.75 | Unknown Material – No Source | Galvanized Iron/Steel |  | 0.5 | Visual Inspection - Water System | Single Family Residence | No |  | Copper |  |  | Unk_Unknown_GRR | 0 | 1 | 0 | 0 | Yes | Yes
Unknown | 246 BLUFF RD | Newport | Vermont | 5855 | 435-136-14706 | [6 empty] | Unknown | Unknown | Unknown |  |  | Unknown Material – No Source | Unknown |  |  | Unknown Material – No Source |  | No |  |  |  |  | Unk_Unknown_Unk | 0 | 0 | 1 | 0 | Yes | No
Unknown | 278 BLUFF RD | Newport | Vermont | 5855 | 435-136-14913 |  |  | 44.9507 | -72.2014 |  |  | Unknown | Unknown | Unknown |  |  | Unknown Material – No Source | Copper |  | 0.5 | Visual Inspection - Water System | Business/Commercial | No |  |  |  |  | Unk_Unknown_Non | 0 | 0 | 1 | 0 | Yes | No
Unknown | 324 BLUFF RD | Newport | Vermont | 5855 | 435-136-15583 | [6 empty] | Unknown | Unknown | Unknown |  |  | Unknown Material – No Source | Unknown |  |  | Unknown Material – No Source |  | No |  |  |  |  | Unk_Unknown_Unk | 0 | 0 | 1 | 0 | Yes | No
Unknown | 326 BLUFF RD | Newport | Vermont | 5855 | 435-136-15583 |  |  |  |  | 6 |  | Unknown | Unknown | Unknown |  | 0.75 | Unknown Material – No Source | Unknown |  |  | Unknown Material – No Source |  | No |  |  |  |  | Unk_Unknown_Unk | 0 | 0 | 1 | 0 | Yes | No
Non-Lead | 328 BLUFF RD | Newport | Vermont | 5855 | 435-136-16275 |  |  | 44.9526 | -72.2011 | 6 |  | No | No | Copper | 10/2022 |  | Water System/Municipal Records | Other | 2023 |  | Local Codes/Regulations |  | No |  |  |  |  | Non_No_Non | 0 | 0 | 0 | 1 | Yes | No
Unknown | 363 BLUFF RD | Newport | Vermont | 5855 | 435-136-15411 |  |  | 44.9515 | -72.2025 |  |  | Unknown | Unknown | Unknown |  |  | Unknown Material – No Source | Unknown |  |  | Unknown Material – No Source |  | No |  |  |  |  | Unk_Unknown_Unk | 0 | 0 | 1 | 0 | Yes | No
Unknown | 383 BLUFF RD | Newport | Vermont | 5855 | 435-136-14322 |  |  | 44.9519 | -72.2027 |  |  | Yes | Unknown | Copper | 06/10/1999 | 0.75 | Water System/Municipal Records | Unknown |  |  | Unknown Material – No Source |  | No |  |  |  |  | Non_Unknown_Unk | 0 | 0 | 1 | 0 | Yes | No
Unknown | 396 BLUFF RD | Newport | Vermont | 5855 | 435-136-15673 |  |  | 44.9524 | -72.2023 |  |  | No | Unknown | Unknown |  |  | Unknown Material – No Source | Copper |  | 0.75 | Visual Inspection - Water System | Single Family Residence | No |  | Copper |  |  | Unk_Unknown_Non | 0 | 0 | 1 | 0 | Yes | No
Unknown | 442 BLUFF RD | Newport | Vermont | 5855 | 435-136-15763 |  |  | 44.9528 | -72.2025 | 6 |  | Unknown | Unknown | Unknown |  |  | Unknown Material – No Source | Copper |  | 0.75 | Visual Inspection - Water System | Single Family Residence | No |  | Copper |  |  | Unk_Unknown_Non | 0 | 0 | 1 | 0 | Yes | No
Unknown | 463 BLUFF RD | Newport | Vermont | 5855 | 435-136-14789 |  |  | 44.953 | -72.2032 | 6 |  | Yes | Unknown | Copper | 06/10/1999 | 0.75 | Water System/Municipal Records | Unknown |  |  | Unknown Material – No Source |  | No |  |  |  |  | Non_Unknown_Unk | 0 | 0 | 1 | 0 | Yes | No
Unknown | 466 BLUFF RD | Newport | Vermont | 5855 | 435-136-15440 |  |  | 44.9532 | -72.2027 |  |  | Unknown | Unknown | Unknown |  |  | Unknown Material – No Source | Copper |  | 0.75 | Visual Inspection - Water System | Single Family Residence | No |  | PEX |  |  | Unk_Unknown_Non | 0 | 0 | 1 | 0 | Yes | No
Unknown | 479 BLUFF RD | Newport | Vermont | 5855 | 435-136-15024 |  |  | 44.9532 | -72.2034 | 6 |  | Unknown | Unknown | Copper | 06/10/1999 | 0.5 | Water System/Municipal Records | Unknown |  |  | Unknown Material – No Source |  | No |  |  |  |  | Non_Unknown_Unk | 0 | 0 | 1 | 0 | Yes | No
GRR | 492 BLUFF RD | Newport | Vermont | 5855 | 435-136-15143 |  |  | 44.9535 | -72.2029 |  |  | Unknown | Unknown | Unknown |  |  | Unknown Material – No Source | Galvanized Iron/Steel |  | 0.75 | Visual Inspection - Water System | Single Family Residence | No |  |  |  |  | Unk_Unknown_GRR | 0 | 1 | 0 | 0 | Yes | Yes
GRR | 505 BLUFF RD | Newport | Vermont | 5855 | 435-136-15730 |  |  | 44.9535 | -72.2035 | 6 |  | Yes | Unknown | Copper | 06/09/1999 | 0.75 | Water System/Municipal Records | Galvanized Iron/Steel |  | 0.75 | Visual Inspection - Water System | Single Family Residence | No |  | PEX |  |  | Non_Unknown_GRR | 0 | 1 | 0 | 0 | Yes | Yes
Unknown | 510 BLUFF RD | Newport | Vermont | 5855 | 435-136-15200 |  |  | 44.9538 | -72.2031 |  |  | Unknown | Unknown | Unknown |  |  | Unknown Material – No Source | Copper |  | 0.5 | Visual Inspection - Water System | Single Family Residence | No |  | Copper |  |  | Unk_Unknown_Non | 0 | 0 | 1 | 0 | Yes | No
GRR | 533 BLUFF RD | Newport | Vermont | 5855 | 435-136-14320 |  |  | 44.9541 | -72.2038 | 6 |  | No | Unknown | Copper | 06/08/1999 | 0.75 | Water System/Municipal Records | Galvanized Iron/Steel |  | 0.5 | Visual Inspection - Water System | Single Family Residence | No |  | Galvanized Iron/Steel |  |  | Non_Unknown_GRR | 0 | 1 | 0 | 0 | Yes | Yes
GRR | 546 BLUFF RD | Newport | Vermont | 5855 | 435-136-14378 |  |  | 44.9542 | -72.2032 |  |  | Unknown | Unknown | Unknown |  |  | Unknown Material – No Source | Galvanized Iron/Steel |  | 0.75 | Visual Inspection - Water System | Single Family Residence | No |  | Copper |  |  | Unk_Unknown_GRR | 0 | 1 | 0 | 0 | Yes | Yes
Unknown | 564 BLUFF RD | Newport | Vermont | 5855 | 435-136-16160 |  |  | 44.9545 | -72.2033 |  |  | Unknown | Unknown | Unknown |  |  | Unknown Material – No Source | Copper |  | 0.75 | Visual Inspection - Water System | Single Family Residence | No |  |  |  |  | Unk_Unknown_Non | 0 | 0 | 1 | 0 | Yes | No
Non-Lead | 565 BLUFF RD | Newport | Vermont | 5855 | 435-136-14932 |  |  | 44.9544 | -72.2041 |  |  | Unknown | Unknown | Other | 2019 |  | Water System/Municipal Records | HDPE |  | 1 | Visual Inspection - Water System | Single Family Residence | No |  |  |  |  | Non_Unknown_Non | 0 | 0 | 0 | 1 | Yes | No
GRR | 588 BLUFF RD | Newport | Vermont | 5855 | 435-136-16112 |  |  | 44.9548 | -72.2037 |  |  | Unknown | Unknown | Unknown |  |  | Unknown Material – No Source | Galvanized Iron/Steel |  | 0.5 | Visual Inspection - Water System | Single Family Residence | No |  | Galvanized Iron/Steel |  |  | Unk_Unknown_GRR | 0 | 1 | 0 | 0 | Yes | Yes
Unknown | 608 BLUFF RD | Newport | Vermont | 5855 | 435-136-14857 |  |  | 44.9553 | -72.2042 |  |  | Unknown | Unknown | Unknown |  |  | Unknown Material – No Source | Copper |  | 0.5 | Visual Inspection - Water System | Single Family Residence | No |  | Galvanized Iron/Steel |  |  | Unk_Unknown_Non | 0 | 0 | 1 | 0 | Yes | No
Unknown | 658 BLUFF RD | Newport | Vermont | 5855 | 435-136-14698 |  |  | 44.9554 | -72.205 |  |  | Unknown | Unknown | Unknown |  | 0.5 | Unknown Material – No Source | Copper |  | 0.5 | Visual Inspection - Water System | Single Family Residence | No |  | Copper |  |  | Unk_Unknown_Non | 0 | 0 | 1 | 0 | Yes | No
GRR | 701 BLUFF RD | Newport | Vermont | 5855 | 435-136-14700 |  |  | 44.9554 | -72.2059 |  |  | Unknown | Unknown | Unknown |  |  | Unknown Material – No Source | Galvanized Iron/Steel |  | 0.75 | Visual Inspection - Water System | Single Family Residence | No |  | Copper |  |  | Unk_Unknown_GRR | 0 | 1 | 0 | 0 | Yes | Yes
GRR | 796 BLUFF RD | Newport | Vermont | 5855 | 435-136-15838 |  |  | 44.956 | -72.2075 | 10 |  | Unknown | Unknown | Copper | 08/19/1996 | 0.75 | Water System/Municipal Records | Galvanized Iron/Steel |  | 1 | Visual Inspection - Water System | Single Family Residence | No |  | Copper |  |  | Non_Unknown_GRR | 0 | 1 | 0 | 0 | Yes | Yes
GRR | 825 BLUFF RD | Newport | Vermont | 5855 | 435-136-15956 |  |  | 44.9559 | -72.2083 |  |  | No | Unknown | Copper | 8/23/1996 | 0.5 | Water System/Municipal Records | Galvanized Iron/Steel |  | 0.75 | Visual Inspection - Other | Single Family Residence | No |  | Copper |  |  | Non_Unknown_GRR | 0 | 1 | 0 | 0 | Yes | Yes
Non-Lead | 828 BLUFF RD | Newport | Vermont | 5855 | 435-136-16141 |  |  | 44.9562 | -72.2083 | 10 |  | No | Unknown | Copper | 08/19/1996 | 0.5 | Water System/Municipal Records | Copper |  | 0.5 | Visual Inspection - Water System | Single Family Residence | No |  | Galvanized Iron/Steel |  |  | Non_Unknown_Non | 0 | 0 | 0 | 1 | Yes | No
GRR | 850 BLUFF RD | Newport | Vermont | 5855 | 435-136-15170 |  |  | 44.9565 | -72.2087 |  |  | No | Unknown | Copper | 8/19/1996 | 0.75 | Water System/Municipal Records | Galvanized Iron/Steel |  | 0.5 | Visual Inspection - Water System | Single Family Residence | No |  |  |  |  | Non_Unknown_GRR | 0 | 1 | 0 | 0 | Yes | Yes
Unknown | 916 BLUFF RD | Newport | Vermont | 5855 | 435-136-15159 |  |  | 44.9568 | -72.2101 |  |  | Unknown | Unknown | Unknown |  |  | Unknown Material – No Source | Unknown |  |  | Unknown Material – No Source | Single Family Residence | Yes |  |  |  |  | Unk_Unknown_Unk | 0 | 0 | 1 | 0 | Yes | No
Unknown | 105 BOBBIN MILL RD | Newport | Vermont | 5855 | 435-136-16102 |  |  | 44.9302 | -72.22 | 4 |  | Unknown | Unknown | Other | 09/3/2003 |  | Water System/Municipal Records | Unknown |  |  | Unknown Material – No Source |  | No |  |  |  |  | Non_Unknown_Unk | 0 | 0 | 1 | 0 | Yes | No
Non-Lead | 117 BOBBIN MILL RD | Newport | Vermont | 5855 | 435-136-14783 |  |  | 44.9302 | -72.2203 | 4 |  | Unknown | Unknown | Copper | 09/30/2003 | 0.5 | Water System/Municipal Records | Copper |  | 0.75 | Visual Inspection - Water System | Single Family Residence | No |  |  |  |  | Non_Unknown_Non | 0 | 0 | 0 | 1 | Yes | No
Non-Lead | 128 BOBBIN MILL RD | Newport | Vermont | 5855 | 435-136-14606 |  |  | 44.9305 | -72.2207 | 4 |  | Unknown | Unknown | Copper | 2003 | 0.75 | Water System/Municipal Records | Copper |  | 0.75 | Visual Inspection - Water System | Single Family Residence | No |  | Copper |  |  | Non_Unknown_Non | 0 | 0 | 0 | 1 | Yes | No
Unknown | 145 BOBBIN MILL RD | Newport | Vermont | 5855 | 435-136-15798 |  |  | 44.93 | -72.2208 | 4 |  | Unknown | Unknown | Copper | 10/20/2003 | 0.75 | Water System/Municipal Records | Unknown |  |  | Unknown Material – No Source |  | Yes |  |  |  |  | Non_Unknown_Unk | 0 | 0 | 1 | 0 | Yes | No
Non-Lead | 157 BOBBIN MILL RD | Newport | Vermont | 5855 | 435-136-16229 |  |  | 44.93 | -72.221 | 4 |  | Unknown | Unknown | Copper | 2003 | 0.5 | Water System/Municipal Records | Copper |  | 0.75 | Visual Inspection - Water System | Single Family Residence | No |  |  |  |  | Non_Unknown_Non | 0 | 0 | 0 | 1 | Yes | No
GRR | 183 BOBBIN MILL RD | Newport | Vermont | 5855 | 435-136-15846 |  |  | 44.93 | -72.2214 | 4 |  | Unknown | Unknown | Copper | 2003 | 0.5 | Water System/Municipal Records | Galvanized Iron/Steel |  | 0.75 | Visual Inspection - Water System | Single Family Residence | No |  | Copper | PEX |  | Non_Unknown_GRR | 0 | 1 | 0 | 0 | Yes | Yes
Unknown | 207 BOBBIN MILL RD | Newport | Vermont | 5855 | 435-136-14987 |  |  | 44.9298 | -72.222 | 4 |  | Unknown | Unknown | Copper | 2003 | 0.5 | Water System/Municipal Records | Unknown |  |  | Unknown Material – No Source |  | No |  |  |  |  | Non_Unknown_Unk | 0 | 0 | 1 | 0 | Yes | No
GRR | 212 BOBBIN MILL RD | Newport | Vermont | 5855 | 435-136-15250 |  |  | 44.9303 | -72.2221 | 4 |  | Unknown | Unknown | Copper | 2003 | 0.5 | Water System/Municipal Records | Galvanized Iron/Steel |  | 0.5 | Visual Inspection - Water System | Single Family Residence | No |  | Galvanized Iron/Steel |  |  | Non_Unknown_GRR | 0 | 1 | 0 | 0 | Yes | Yes
GRR | 232 BOBBIN MILL RD | Newport | Vermont | 5855 | 435-136-14608 |  |  | 44.93 | -72.2226 | 8 |  | No | Unknown | Copper | 2003 | 1 | Water System/Municipal Records | Galvanized Iron/Steel |  | 0.5 | Visual Inspection - Water System | Single Family Residence | No |  | PEX |  |  | Non_Unknown_GRR | 0 | 1 | 0 | 0 | Yes | Yes
Unknown | 238 BOBBIN MILL RD | Newport | Vermont | 5855 | 435-136-14607 |  |  | 44.93 | -72.2228 |  |  | Unknown | Unknown | Other | 2004 |  | Water System/Municipal Records | Unknown |  |  | Unknown Material – No Source | Other/Vacant | No |  |  |  |  | Non_Unknown_Unk | 0 | 0 | 1 | 0 | Yes | No
GRR | 298 BOBBIN MILL RD | Newport | Vermont | 5855 | 435-136-16125 |  |  | 44.93 | -72.2239 | 1.5 |  | Unknown | Unknown | Other | 2004 | 1.5 | Water System/Municipal Records | Galvanized Iron/Steel |  | 0.75 | Visual Inspection - Water System | Single Family Residence | No |  | Copper |  |  | Non_Unknown_GRR | 0 | 1 | 0 | 0 | Yes | Yes
GRR | 303 BOBBIN MILL RD | Newport | Vermont | 5855 | 435-136-16276 |  |  | 44.9296 | -72.224 | 0.5 |  | Unknown | Unknown | Other | 2004 |  | Water System/Municipal Records | Galvanized Iron/Steel |  | 0.75 | Visual Inspection - Water System | Single Family Residence | No |  | Copper |  |  | Non_Unknown_GRR | 0 | 1 | 0 | 0 | Yes | Yes
Unknown | 324 BOBBIN MILL RD | Newport | Vermont | 5855 | 435-136-15554 |  |  | 44.9298 | -72.2242 |  |  | Unknown | Unknown | Copper | 04/15/2004 | 0.75 | Water System/Municipal Records | Unknown |  |  | Unknown Material – No Source | Other/Vacant | No |  |  |  |  | Non_Unknown_Unk | 0 | 0 | 1 | 0 | Yes | No
Non-Lead | 52 BOBBIN MILL RD | Newport | Vermont | 5855 | 435-136-14689 |  |  | 44.9305 | -72.2188 |  |  | Unknown | Unknown | Copper | 2003 |  | Water System/Municipal Records | Copper |  | 0.5 | Visual Inspection - Water System | Single Family Residence | No |  | Copper |  |  | Non_Unknown_Non | 0 | 0 | 0 | 1 | Yes | No
Non-Lead | 68 BOBBIN MILL RD | Newport | Vermont | 5855 | 435-136-14454 |  |  | 44.9307 | -72.2193 | 4 |  | Unknown | Unknown | Copper | 2003 |  | Water System/Municipal Records | Copper |  | 0.5 | Visual Inspection - Water System | Single Family Residence | No |  | Galvanized Iron/Steel |  |  | Non_Unknown_Non | 0 | 0 | 0 | 1 | Yes | No
Non-Lead | 88 BOBBIN MILL RD | Newport | Vermont | 5855 | 435-136-16411 |  |  | 44.9306 | -72.22 | 8 |  | No | No | Copper | 11/06/2019 | 0.75 | Water System/Municipal Records | HDPE |  | 0.75 | Water System/Municipal Records | Single Family Residence | No |  |  |  |  | Non_No_Non | 0 | 0 | 0 | 1 | Yes | No
Unknown | 91 BOBBIN MILL RD | Newport | Vermont | 5855 | 435-136-14452 |  |  | 44.9303 | -72.2197 |  |  | Unknown | Unknown | Other | 2003 |  | Water System/Municipal Records | Unknown |  |  | Unknown Material – No Source |  | No |  |  |  |  | Non_Unknown_Unk | 0 | 0 | 1 | 0 | Yes | No
Non-Lead | 172 BOGNER DR | Newport | Vermont | 5855 | 435-136-14425 |  |  | 44.9399 | -72.2245 |  |  | Unknown | Unknown | Other |  | 8 | Water System/Municipal Records | Other |  | 6 | Visual Inspection - Water System | Business/Commercial | No |  |  |  |  | Non_Unknown_Non | 0 | 0 | 0 | 1 | Yes | No
Non-Lead | 5 BOGNER DR | Newport | Vermont | 5855 | 435-136-14424 |  |  | 44.9397 | -72.2278 |  |  | Unknown | Unknown | Copper | 07/15/1981 | 0.75 | Water System/Municipal Records | HDPE |  | 0.75 | Visual Inspection - Water System | Single Family Residence | No |  |  |  |  | Non_Unknown_Non | 0 | 0 | 0 | 1 | Yes | No
Non-Lead | 111 BROADVIEW AVE | Newport | Vermont | 5855 | 435-136-16082 |  |  | 44.9455 | -72.2069 | 4 |  | No | Unknown | Copper | 8/5/1997 | 0.75 | Water System/Municipal Records | Copper |  | 0.75 | Visual Inspection - Water System | Single Family Residence | No |  | Copper |  |  | Non_Unknown_Non | 0 | 0 | 0 | 1 | Yes | No
GRR | 129 BROADVIEW AVE | Newport | Vermont | 5855 | 435-136-15023 |  |  | 44.9457 | -72.2067 |  |  | Unknown | Unknown | Other | 1997 |  | Water System/Municipal Records | Galvanized Iron/Steel |  | 0.5 | Visual Inspection - Water System | Single Family Residence | No |  |  |  |  | Non_Unknown_GRR | 0 | 1 | 0 | 0 | Yes | Yes
Non-Lead | 183 BROADVIEW AVE | Newport | Vermont | 5855 | 435-136-16445 |  |  | 44.9464 | -72.2068 |  |  | Unknown | Unknown | Other | 1997 |  | Water System/Municipal Records | PEX |  | 1 | Visual Inspection - Water System | Single Family Residence | No |  | Copper | PEX |  | Non_Unknown_Non | 0 | 0 | 0 | 1 | Yes | No
Non-Lead | 43 BROADVIEW AVE | Newport | Vermont | 5855 | 435-136-14882 |  |  | 44.9444 | -72.2071 |  |  | No | Unknown | Copper | 8/4/1997 | 0.75 | Water System/Municipal Records | Copper |  | 0.75 | Visual Inspection - Water System | Single Family Residence | No |  |  |  |  | Non_Unknown_Non | 0 | 0 | 0 | 1 | Yes | No
GRR | 49 BROADVIEW AVE | Newport | Vermont | 5855 | 435-136-16011 |  |  | 44.9446 | -72.2071 |  |  | Unknown | Unknown | Other | 1997 |  | Water System/Municipal Records | Galvanized Iron/Steel |  | 0.5 | Visual Inspection - Water System | Single Family Residence | No |  |  |  |  | Non_Unknown_GRR | 0 | 1 | 0 | 0 | Yes | Yes
Non-Lead | 50 BROADVIEW AVE | Newport | Vermont | 5855 | 435-136-14588 |  |  | 44.9445 | -72.2066 | 4 |  | No | Unknown | Copper | 9/4/1997 | 0.75 | Water System/Municipal Records | Copper |  | 0.5 | Visual Inspection - Water System | Single Family Residence | No |  | PEX |  |  | Non_Unknown_Non | 0 | 0 | 0 | 1 | Yes | No
GRR | 66 BROADVIEW AVE | Newport | Vermont | 5855 | 435-136-15744 |  |  | 44.9448 | -72.2065 | 4 |  | No | Unknown | Copper | 8/1997 | 0.75 | Water System/Municipal Records | Galvanized Iron/Steel |  | 0.75 | Visual Inspection - Water System | Single Family Residence | No |  |  |  |  | Non_Unknown_GRR | 0 | 1 | 0 | 0 | Yes | Yes
Non-Lead | 67 BROADVIEW AVE | Newport | Vermont | 5855 | 435-136-16007 |  |  | 44.9449 | -72.207 | 4 |  | No | Unknown | Copper | 8/1997 | 0.75 | Water System/Municipal Records | Copper |  | 0.75 | Visual Inspection - Water System | Single Family Residence | No |  | Copper |  |  | Non_Unknown_Non | 0 | 0 | 0 | 1 | Yes | No
Unknown | 106 BROOKS ST | Newport | Vermont | 5855 | 435-136-14768 |  |  | 44.9362 | -72.237 |  |  | Unknown | Unknown | Other | 2003 |  | Water System/Municipal Records | Unknown |  |  | Unknown Material – No Source |  | No |  |  |  |  | Non_Unknown_Unk | 0 | 0 | 1 | 0 | Yes | No
Non-Lead | 159 BROOKS ST | Newport | Vermont | 5855 | 435-136-15157 |  |  | 44.9354 | -72.2361 |  |  | Unknown | Unknown | Other | 1995 |  | Water System/Municipal Records | HDPE |  | 0.75 | Visual Inspection - Water System | Single Family Residence | No |  |  |  |  | Non_Unknown_Non | 0 | 0 | 0 | 1 | Yes | No
Non-Lead | 24 BROOKS ST | Newport | Vermont | 5855 | 435-136-14390 |  |  | 44.9372 | -72.2361 |  |  | Unknown | Unknown | Other | 1995 |  | Water System/Municipal Records | HDPE |  | 1 | Visual Inspection - Water System | Single Family Residence | No | No | Copper |  |  | Non_Unknown_Non | 0 | 0 | 0 | 1 | Yes | No
Non-Lead | 44 BROOKS ST | Newport | Vermont | 5855 | 435-136-14912 |  |  | 44.9367 | -72.2365 |  |  | Unknown | Unknown | Other | 1991 |  | Water System/Municipal Records | Copper |  | 0.75 | Visual Inspection - Water System | Single Family Residence | No |  |  |  |  | Non_Unknown_Non | 0 | 0 | 0 | 1 | Yes | No
Non-Lead | 67 BROOKS ST | Newport | Vermont | 5855 | 435-136-15128 |  |  | 44.9362 | -72.2358 |  |  | Unknown | Unknown | Other | 1991 |  | Water System/Municipal Records | Copper |  | 0.75 | Visual Inspection - Water System | Single Family Residence | No |  |  |  |  | Non_Unknown_Non | 0 | 0 | 0 | 1 | Yes | No
Non-Lead | 95 BROOKS ST | Newport | Vermont | 5855 | 435-136-15168 |  |  | 44.9359 | -72.2362 |  |  | Unknown | Unknown | Other | 2000 |  | Water System/Municipal Records | HDPE |  | 1 | Visual Inspection - Water System | Single Family Residence | No |  | Copper |  |  | Non_Unknown_Non | 0 | 0 | 0 | 1 | Yes | No
Non-Lead | 108 CAMP ELIZABETH WAY | Newport | Vermont | 5855 | 435-136-15971 |  |  | 44.9543 | -72.2192 | 4 |  | No | No | Copper | 2022 | 0.75 | Water System/Municipal Records | HDPE |  | 0.75 | Visual Inspection - Water System | Single Family Residence | No |  | PEX |  |  | Non_No_Non | 0 | 0 | 0 | 1 | Yes | No
GRR | 124 CAMP ELIZABETH WAY | Newport | Vermont | 5855 | 435-136-14493 |  |  | 44.9541 | -72.2189 |  |  | Unknown | Unknown | Unknown |  |  | Unknown Material – No Source | Galvanized Iron/Steel |  | 0.75 | Visual Inspection - Water System | Single Family Residence | No |  |  |  |  | Unk_Unknown_GRR | 0 | 1 | 0 | 0 | Yes | Yes
Unknown | 138 CAMP ELIZABETH WAY BLDG 1 | Newport | Vermont | 5855 | 435-136-15970 |  |  | 44.954 | -72.2189 |  |  | Unknown | Unknown | Unknown |  |  | Unknown Material – No Source | Copper |  | 0.75 | Visual Inspection - Water System | Single Family Residence | No |  | Copper |  |  | Unk_Unknown_Non | 0 | 0 | 1 | 0 | Yes | No
Unknown | 143 CAMP ELIZABETH WAY | Newport | Vermont | 5855 | 435-136-14493 | [6 empty] | Unknown | Unknown | Unknown |  |  | Unknown Material – No Source | Unknown |  |  | Unknown Material – No Source |  | No |  |  |  |  | Unk_Unknown_Unk | 0 | 0 | 1 | 0 | Yes | No
Unknown | 152 CAMP ELIZABETH WAY | Newport | Vermont | 5855 | 435-136-15044 |  |  | 44.9537 | -72.2187 |  |  | Unknown | Unknown | Unknown |  |  | Unknown Material – No Source | HDPE |  | 0.75 | Visual Inspection - Water System | Single Family Residence | No |  |  |  |  | Unk_Unknown_Non | 0 | 0 | 1 | 0 | Yes | No
Unknown | 154 CAMP ELIZABETH WAY | Newport | Vermont | 5855 | 435-136-14296 |  |  | 44.9539 | -72.2189 |  |  | Unknown | Unknown | Unknown |  |  | Unknown Material – No Source | Copper |  | 0.5 | Visual Inspection - Water System | Single Family Residence | No |  |  |  |  | Unk_Unknown_Non | 0 | 0 | 1 | 0 | Yes | No
Unknown | 84 CAMP ELIZABETH WAY | Newport | Vermont | 5855 | 435-136-15972 |  |  | 44.9547 | -72.2194 |  |  | Unknown | Unknown | Unknown |  |  | Unknown Material – No Source | PEX |  | 0.75 | Visual Inspection - Other | Single Family Residence | No |  | PEX |  |  | Unk_Unknown_Non | 0 | 0 | 1 | 0 | Yes | No
Unknown | 94 CAMP ELIZABETH WAY | Newport | Vermont | 5855 | 435-136-14672 |  |  | 44.9545 | -72.2189 |  |  | Unknown | Unknown | Unknown |  |  | Unknown Material – No Source | PEX |  | 0.5 | Visual Inspection - Water System | Single Family Residence | No |  | PEX |  |  | Unk_Unknown_Non | 0 | 0 | 1 | 0 | Yes | No
Non-Lead | 133 CAMPBELL RD | Newport | Vermont | 5855 | 435-136-14519 |  |  | 44.9466 | -72.2342 | 8 | Ductile Iron | No | Unknown | Other | 2003 |  | Water System/Municipal Records | Copper |  | 0.75 | Visual Inspection - Water System | Single Family Residence | No |  |  |  |  | Non_Unknown_Non | 0 | 0 | 0 | 1 | Yes | No
Non-Lead | 159 CAMPBELL RD | Newport | Vermont | 5855 | 435-136-14475 |  |  | 44.9467 | -72.2338 | 8 | Ductile Iron | No | Unknown | Other | 2003 |  | Water System/Municipal Records | Copper |  | 0.75 | Visual Inspection - Water System | Single Family Residence | No |  |  |  |  | Non_Unknown_Non | 0 | 0 | 0 | 1 | Yes | No
Non-Lead | 189 CAMPBELL RD | Newport | Vermont | 5855 | 435-136-14527 |  |  | 44.9468 | -72.2333 | 8 | Ductile Iron | No | Unknown | Other | 2003 |  | Water System/Municipal Records | Copper |  | 0.75 | Visual Inspection - Water System | Single Family Residence | No |  |  |  |  | Non_Unknown_Non | 0 | 0 | 0 | 1 | Yes | No
Non-Lead | 212 CAMPBELL RD | Newport | Vermont | 5855 | 435-136-14682 |  |  | 44.9466 | -72.2325 | 8 | Ductile Iron | No | Unknown | Other | 2003 |  | Water System/Municipal Records | Copper |  | 0.75 | Visual Inspection - Water System | Single Family Residence | No |  |  |  |  | Non_Unknown_Non | 0 | 0 | 0 | 1 | Yes | No
Non-Lead | 224 CAMPBELL RD | Newport | Vermont | 5855 | 435-136-15290 |  |  | 44.9467 | -72.232 | 8 | Ductile Iron | No | Unknown | Other | 2003 |  | Water System/Municipal Records | Copper |  | 0.75 | Visual Inspection - Water System | Single Family Residence | No |  |  |  |  | Non_Unknown_Non | 0 | 0 | 0 | 1 | Yes | No
Unknown | 230 CAMPBELL RD | Newport | Vermont | 5855 | 435-136-16142 |  |  | 44.9469 | -72.2321 | 8 | Ductile Iron | No | Unknown | Other | 2003 |  | Water System/Municipal Records | Unknown |  |  | Unknown Material – No Source |  | No |  |  |  |  | Non_Unknown_Unk | 0 | 0 | 1 | 0 | Yes | No
Non-Lead | 241 CAMPBELL RD | Newport | Vermont | 5855 | 435-136-15490 |  |  | 44.9469 | -72.2327 | 8 | Ductile Iron | No | Unknown | Other | 2003 |  | Water System/Municipal Records | Copper |  | 0.75 | Visual Inspection - Water System | Single Family Residence | No |  |  |  |  | Non_Unknown_Non | 0 | 0 | 0 | 1 | Yes | No
Non-Lead | 262 CAMPBELL RD | Newport | Vermont | 5855 | 435-136-14985 |  |  | 44.9471 | -72.2322 | 8 | Ductile Iron | No | Unknown | Other | 2003 |  | Water System/Municipal Records | Copper |  | 0.75 | Visual Inspection - Water System | Single Family Residence | No |  |  |  |  | Non_Unknown_Non | 0 | 0 | 0 | 1 | Yes | No
Non-Lead | 29 CAMPBELL RD | Newport | Vermont | 5855 | 435-136-14477 |  |  | 44.9462 | -72.2361 | 8 | Ductile Iron | No | Unknown | Other | 2003 |  | Water System/Municipal Records | HDPE |  | 1 | Visual Inspection - Water System | Single Family Residence | No |  |  |  |  | Non_Unknown_Non | 0 | 0 | 0 | 1 | Yes | No
Non-Lead | 305 CAMPBELL RD | Newport | Vermont | 5855 | 435-136-15289 |  |  | 44.9477 | -72.2327 | 8 | Ductile Iron | No | Unknown | Other | 2003 |  | Water System/Municipal Records | Copper |  | 0.75 | Visual Inspection - Water System | Single Family Residence | No |  |  |  |  | Non_Unknown_Non | 0 | 0 | 0 | 1 | Yes | No
Non-Lead | 310 CAMPBELL RD | Newport | Vermont | 5855 | 435-136-15284 |  |  | 44.9478 | -72.2324 | 8 | Ductile Iron | No | Unknown | Other | 2003 |  | Water System/Municipal Records | Copper |  | 0.75 | Visual Inspection - Water System | Single Family Residence | No |  |  |  |  | Non_Unknown_Non | 0 | 0 | 0 | 1 | Yes | No
Non-Lead | 31 CANVAS BACK LN | Newport | Vermont | 5855 | 435-136-15158 |  |  | 44.9622 | -72.1965 |  |  | Unknown | Unknown | HDPE |  |  | Visual Inspection - Water System | HDPE |  | 0.75 | Visual Inspection - Water System | Single Family Residence | No |  |  |  |  | Non_Unknown_Non | 0 | 0 | 0 | 1 | Yes | No
Non-Lead | 24 CARBONNEAU DR | Newport | Vermont | 5855 | 435-136-14537 |  |  | 44.9241 | -72.202 | 10 |  | No | Unknown | Other | 1991 |  | Water System/Municipal Records | Copper |  | 0.5 | Visual Inspection - Water System | Single Family Residence | No |  |  |  |  | Non_Unknown_Non | 0 | 0 | 0 | 1 | Yes | No
Non-Lead | 51 CARBONNEAU DR | Newport | Vermont | 5855 | 435-136-16076 |  |  | 44.9244 | -72.2018 | 4 |  | Unknown | Unknown | Other | 1991 | 4 | Water System/Municipal Records | Ductile Iron |  | 4 | Visual Inspection - Water System | Multi-family residence | No |  |  |  |  | Non_Unknown_Non | 0 | 0 | 0 | 1 | Yes | No
Non-Lead | 52 CARBONNEAU DR | Newport | Vermont | 5855 | 435-136-16376 |  |  | 44.9245 | -72.2016 | 10 |  | No | Unknown | Other | 1991 |  | Water System/Municipal Records | HDPE |  | 0.75 | Visual Inspection - Water System | Multi-family residence | No |  |  |  |  | Non_Unknown_Non | 0 | 0 | 0 | 1 | Yes | No
Unknown | 10 CEDAR ST | Newport | Vermont | 5855 | 435-136-14502 |  |  | 44.9561 | -72.2066 | 6 |  | Unknown | Unknown | Unknown | 7/27/1973 |  | Unknown Material – No Source | Copper |  | 0.75 | Visual Inspection - Water System | Single Family Residence | No |  | Copper |  |  | Unk_Unknown_Non | 0 | 0 | 1 | 0 | Yes | No
Non-Lead | 157 CEDAR ST | Newport | Vermont | 5855 | 435-136-16078 |  |  | 44.9582 | -72.2063 |  |  | Unknown | No | Other | 2022 |  | Water System/Municipal Records | HDPE | 2022 |  | Local Codes/Regulations | Single Family Residence | No |  |  |  |  | Non_No_Non | 0 | 0 | 0 | 1 | Yes | No
Non-Lead | 211 CEDAR ST | Newport | Vermont | 5855 | 435-136-16336 |  |  | 44.9586 | -72.2054 |  |  | Unknown | Unknown | Other | 07/18/2003 |  | Water System/Municipal Records | Copper |  | 0.75 | Visual Inspection - Water System | Single Family Residence | No |  |  |  |  | Non_Unknown_Non | 0 | 0 | 0 | 1 | Yes | No
Unknown | 22 CEDAR ST | Newport | Vermont | 5855 | 435-136-15580 |  |  | 44.9564 | -72.2065 | 6 |  | Unknown | Unknown | Unknown | 7/27/1973 |  | Unknown Material – No Source | Copper |  | 0.75 | Visual Inspection - Water System | Single Family Residence | No |  |  |  |  | Unk_Unknown_Non | 0 | 0 | 1 | 0 | Yes | No
Unknown | 29 CEDAR ST | Newport | Vermont | 5855 | 435-136-16268 |  |  | 44.9568 | -72.2068 | 6 |  | Unknown | Unknown | Unknown | 10/1968 |  | Unknown Material – No Source | Copper |  | 0.75 | Visual Inspection - Water System | Single Family Residence | No |  | Copper |  |  | Unk_Unknown_Non | 0 | 0 | 1 | 0 | Yes | No
Non-Lead | 36 CEDAR ST | Newport | Vermont | 5855 | 435-136-14915 |  |  | 44.9569 | -72.2062 | 6 | Ductile Iron | No | Unknown | Copper | 7/2/1985 |  | Water System/Municipal Records | Copper |  | 0.75 | Visual Inspection - Water System | Single Family Residence | No |  | Copper |  |  | Non_Unknown_Non | 0 | 0 | 0 | 1 | Yes | No
Unknown | 43 CEDAR ST | Newport | Vermont | 5855 | 435-136-15792 |  |  | 44.9572 | -72.2066 | 6 |  | Unknown | Unknown | Unknown | 10/1968 |  | Unknown Material – No Source | Copper |  | 0.75 | Visual Inspection - Water System | Single Family Residence | No |  |  |  |  | Unk_Unknown_Non | 0 | 0 | 1 | 0 | Yes | No
Unknown | 46 CEDAR ST | Newport | Vermont | 5855 | 435-136-16004 |  |  | 44.9572 | -72.206 | 6 |  | Unknown | Unknown | Unknown | 10/31/1973 |  | Unknown Material – No Source | Copper |  | 0.75 | Visual Inspection - Water System | Single Family Residence | No |  |  |  |  | Unk_Unknown_Non | 0 | 0 | 1 | 0 | Yes | No
GRR | 59 CEDAR ST | Newport | Vermont | 5855 | 435-136-15162 |  |  | 44.9576 | -72.2064 |  |  | Unknown | Unknown | Unknown | 6/23/1972 |  | Unknown Material – No Source | Galvanized Iron/Steel |  | 0.75 | Visual Inspection - Water System | Single Family Residence | No |  |  |  |  | Unk_Unknown_GRR | 0 | 1 | 0 | 0 | Yes | Yes
Non-Lead | 68 CEDAR ST | Newport | Vermont | 5855 | 435-136-15105 |  |  | 44.9576 | -72.2058 | 6 |  | No | Unknown | Copper | 5/27/1976 | 0.75 | Water System/Municipal Records | Copper |  | 0.75 | Visual Inspection - Water System | Single Family Residence | No |  | Copper |  |  | Non_Unknown_Non | 0 | 0 | 0 | 1 | Yes | No
Unknown | 74 CEDAR ST | Newport | Vermont | 5855 | 435-136-15810 |  |  | 44.9579 | -72.2057 | 6 |  | Unknown | Unknown | Unknown | 11/1/1973 | 0.75 | Unknown Material – No Source | Copper |  | 0.75 | Visual Inspection - Water System | Single Family Residence | No |  |  |  |  | Unk_Unknown_Non | 0 | 0 | 1 | 0 | Yes | No
Non-Lead | 9 CEDAR ST | Newport | Vermont | 5855 | 435-136-16404 |  |  | 44.9565 | -72.2071 |  |  | No | No | Other | 2018 |  | Water System/Municipal Records | PEX |  | 0.75 | Visual Inspection - Water System | Single Family Residence | No |  | PEX | Copper |  | Non_No_Non | 0 | 0 | 0 | 1 | Yes | No
Unknown | 141 CENTRAL ST | Newport | Vermont | 5855 | 435-136-16198 |  |  | 44.934 | -72.2078 |  |  | Unknown | Unknown | Unknown | 1/5/1960 |  | Unknown Material – No Source | Copper |  | 0.75 | Visual Inspection - Water System | Business/Commercial | No |  |  |  |  | Unk_Unknown_Non | 0 | 0 | 1 | 0 | Yes | No
Unknown | 142 CENTRAL ST | Newport | Vermont | 5855 | 435-136-14615 |  |  | 44.9339 | -72.208 |  |  | Unknown | Unknown | Unknown | 01/05/1960 |  | Unknown Material – No Source | Copper |  | 0.75 | Visual Inspection - Water System | Single Family Residence | No |  |  |  |  | Unk_Unknown_Non | 0 | 0 | 1 | 0 | Yes | No
Unknown | 42 CENTRAL ST | Newport | Vermont | 5855 | 435-136-14975 |  |  | 44.9353 | -72.2088 |  |  | Unknown | Unknown | Unknown | 1/5/1960 |  | Unknown Material – No Source | Copper |  | 0.5 | Visual Inspection - Water System | Multi-family residence | No |  | PEX |  |  | Unk_Unknown_Non | 0 | 0 | 1 | 0 | Yes | No
Unknown | 45 CENTRAL ST | Newport | Vermont | 5855 | 435-136-15052 |  |  | 44.9353 | -72.2086 |  |  | Unknown | Unknown | Unknown |  |  | Unknown Material – No Source | Copper |  | 0.5 | Visual Inspection - Water System | Business/Commercial | No |  |  |  |  | Unk_Unknown_Non | 0 | 0 | 1 | 0 | Yes | No
Unknown | 74 CENTRAL ST | Newport | Vermont | 5855 | 435-136-15932 |  |  | 44.9348 | -72.2086 |  |  | Unknown | Unknown | Unknown | 1/5/1960 |  | Unknown Material – No Source | PEX |  | 0.75 | Visual Inspection - Water System | Multi-family residence | No |  | PEX | Galvanized Iron/Steel |  | Unk_Unknown_Non | 0 | 0 | 1 | 0 | Yes | No
Unknown | 84 CENTRAL ST | Newport | Vermont | 5855 | 435-136-16174 |  |  | 44.9347 | -72.2085 | 4 |  | Unknown | Unknown | Unknown | 1/5/1960 |  | Unknown Material – No Source | Unknown |  |  | Unknown Material – No Source |  | No |  |  |  |  | Unk_Unknown_Unk | 0 | 0 | 1 | 0 | Yes | No
Non-Lead | 111 CHERRY LN | Newport | Vermont | 5855 | 435-136-16395 |  |  | 44.9591 | -72.2017 |  |  | No | No | Other | 2012 |  | Water System/Municipal Records | Copper |  | 0.75 | Visual Inspection - Water System | Single Family Residence | No |  | PEX |  |  | Non_No_Non | 0 | 0 | 0 | 1 | Yes | No
Non-Lead | 128 CHERRY LN | Newport | Vermont | 5855 | 435-136-16417 |  |  | 44.9587 | -72.2015 |  |  | No | No | Other | 2018 |  | Water System/Municipal Records | Other | 2018 |  | Local Codes/Regulations | Single Family Residence | No |  |  |  |  | Non_No_Non | 0 | 0 | 0 | 1 | Yes | No
Non-Lead | 133 CHERRY LN | Newport | Vermont | 5855 | 435-136-16421 |  |  | 44.959 | -72.2013 |  |  | No | No | Other | 2018 |  | Water System/Municipal Records | PEX |  | 1 | Visual Inspection - Water System | Single Family Residence | No |  | PEX |  |  | Non_No_Non | 0 | 0 | 0 | 1 | Yes | No
Non-Lead | 155 CHERRY LN | Newport | Vermont | 5855 | 435-136-16414 |  |  | 44.9591 | -72.2009 |  |  | No | No | Other | 2017 |  | Water System/Municipal Records | Copper |  | 0.75 | Visual Inspection - Water System | Single Family Residence | No |  | PEX |  |  | Non_No_Non | 0 | 0 | 0 | 1 | Yes | No
Non-Lead | 158 CHERRY LN | Newport | Vermont | 5855 | 435-136-16435 |  |  | 44.9586 | -72.2005 |  |  | No | No | Other | 2019 |  | Water System/Municipal Records | PEX |  | 0.75 | Visual Inspection - Water System | Single Family Residence | No |  | PEX |  |  | Non_No_Non | 0 | 0 | 0 | 1 | Yes | No
Non-Lead | 185 CHERRY LN | Newport | Vermont | 5855 | 435-136-16432 |  |  | 44.9594 | -72.2007 |  |  | No | No | Other | 2019 |  | Water System/Municipal Records | HDPE |  | 0.75 | Visual Inspection - Water System | Single Family Residence | No |  | Copper |  |  | Non_No_Non | 0 | 0 | 0 | 1 | Yes | No
Non-Lead | 20 CHERRY LN | Newport | Vermont | 5855 | 435-136-16101 |  |  | 44.9579 | -72.2027 |  |  | No | No | Other | 2000 |  | Water System/Municipal Records | HDPE |  | 1 | Visual Inspection - Water System | Single Family Residence | No |  |  |  |  | Non_No_Non | 0 | 0 | 0 | 1 | Yes | No
Non-Lead | 207 CHERRY LN | Newport | Vermont | 5855 | 435-136-16415 |  |  | 44.9599 | -72.1999 |  |  | No | No | Other | 2018 |  | Water System/Municipal Records | HDPE |  | 0.75 | Visual Inspection - Water System | Single Family Residence | No |  |  |  |  | Non_No_Non | 0 | 0 | 0 | 1 | Yes | No
Non-Lead | 216 CHERRY LN | Newport | Vermont | 5855 | 435-136-16424 |  |  | 44.9593 | -72.1998 |  |  | No | No | Other | 2019 |  | Water System/Municipal Records | PEX |  | 0.75 | Visual Inspection - Water System | Single Family Residence | No |  |  |  |  | Non_No_Non | 0 | 0 | 0 | 1 | Yes | No
Non-Lead | 235 CHERRY LN | Newport | Vermont | 5855 | 435-136-16447 |  |  | 44.9601 | -72.1997 |  |  | No | No | Other | 2020 |  | Water System/Municipal Records | PEX |  | 0.75 | Visual Inspection - Water System | Single Family Residence | No |  | Copper |  |  | Non_No_Non | 0 | 0 | 0 | 1 | Yes | No
Non-Lead | 253 CHERRY LN | Newport | Vermont | 5855 | 435-136-16426 |  |  | 44.9602 | -72.1993 |  |  | No | No | Other | 2019 |  | Water System/Municipal Records | PEX |  | 0.75 | Visual Inspection - Water System | Single Family Residence | No |  |  |  |  | Non_No_Non | 0 | 0 | 0 | 1 | Yes | No
Non-Lead | 258 CHERRY LN | Newport | Vermont | 5855 | 435-136-16443 |  |  | 44.9597 | -72.1991 |  |  | No | No | Other | 2020 |  | Water System/Municipal Records | PEX |  | 0.75 | Visual Inspection - Water System | Single Family Residence | No |  | PEX |  |  | Non_No_Non | 0 | 0 | 0 | 1 | Yes | No
Non-Lead | 36 CHERRY LN | Newport | Vermont | 5855 | 435-136-15907 |  |  | 44.9583 | -72.2027 |  |  | No | No | Other | 1995 |  | Water System/Municipal Records | Other | 1995 |  | Local Codes/Regulations | Single Family Residence | No |  |  |  |  | Non_No_Non | 0 | 0 | 0 | 1 | Yes | No
Non-Lead | 43 CHERRY LN | Newport | Vermont | 5855 | 435-136-16372 |  |  | 44.9586 | -72.2032 |  |  | No | No | Other | 2014 |  | Water System/Municipal Records | Copper |  | 0.75 | Visual Inspection - Water System | Single Family Residence | No |  | PEX |  |  | Non_No_Non | 0 | 0 | 0 | 1 | Yes | No
Non-Lead | 50 CHERRY LN | Newport | Vermont | 5855 | 435-136-15129 |  |  | 44.9585 | -72.2023 |  |  | No | No | Other | 1995 |  | Water System/Municipal Records | HDPE |  | 1 | Visual Inspection - Water System | Single Family Residence | No |  | Copper |  |  | Non_No_Non | 0 | 0 | 0 | 1 | Yes | No
Non-Lead | 59 CHERRY LN | Newport | Vermont | 5855 | 435-136-16373 |  |  | 44.9589 | -72.2029 |  |  | No | No | Other | 2009 |  | Water System/Municipal Records | Copper |  | 0.75 | Visual Inspection - Water System | Single Family Residence | No |  |  |  |  | Non_No_Non | 0 | 0 | 0 | 1 | Yes | No
Non-Lead | 34 CHERRY LN EXT | Newport | Vermont | 5855 | 435-136-16406 |  |  | 44.9589 | -72.2 |  |  | No | No | Other | 2015 |  | Water System/Municipal Records | Copper |  | 0.75 | Visual Inspection - Water System | Single Family Residence | No |  | Copper | PEX |  | Non_No_Non | 0 | 0 | 0 | 1 | Yes | No
Non-Lead | 44 CHERRY LN EXT | Newport | Vermont | 5855 | 435-136-16450 |  |  | 44.9583 | -72.2026 |  |  | No | No | Other | 2023 |  | Water System/Municipal Records | PEX |  | 0.75 | Visual Inspection - Water System | Single Family Residence | No |  |  |  |  | Non_No_Non | 0 | 0 | 0 | 1 | Yes | No
Non-Lead | 54 CHERRY LN EXT | Newport | Vermont | 5855 | 435-136-16431 |  |  | 44.9585 | -72.1997 |  |  | No | No | Other | 2019 |  | Water System/Municipal Records | Copper |  | 0.75 | Visual Inspection - Water System | Single Family Residence | No |  |  |  |  | Non_No_Non | 0 | 0 | 0 | 1 | Yes | No
Non-Lead | 900 UNION ST | Newport | Vermont | 5855 | 435-136-15601 |  |  | 44.9529 | -72.1952 | 8 | Ductile Iron | No | No | Ductile Iron |  |  | Visual Inspection - Water System | Copper |  | 2 | Visual Inspection - Water System | Business/Commercial | No |  |  |  |  | Non_No_Non | 0 | 0 | 0 | 1 | Yes | No
Non-Lead | 94 TP LANE (GREEN HOUSE) | Newport | Vermont | 5855 | 435-136-15618 |  |  | 44.94 | -72.2003 |  |  | No | Unknown | Other | 2019 |  | Visual Inspection - Water System | Other | 2019 |  | Visual Inspection - Water System | Business/Commercial | No |  |  |  |  | Non_Unknown_Non | 0 | 0 | 0 | 1 | Yes | No
Unknown | 16 CLARK ST | Newport | Vermont | 5855 | 435-136-15783 |  |  | 44.9329 | -72.2184 |  |  | Unknown | Unknown | Unknown | 12/18/1959 |  | Unknown Material – No Source | Copper |  | 0.5 | Visual Inspection - Water System | Multi-family residence | No |  |  |  |  | Unk_Unknown_Non | 0 | 0 | 1 | 0 | Yes | No
Non-Lead | 25 CLARK ST | Newport | Vermont | 5855 | 435-136-15248 |  |  | 44.9332 | -72.2183 | 1 | Copper | No | Unknown | Other | 08/14/2003 |  | Water System/Municipal Records | Copper |  | 0.75 | Visual Inspection - Water System | Single Family Residence | No |  |  |  |  | Non_Unknown_Non | 0 | 0 | 0 | 1 | Yes | No
Unknown | 39 CLARK ST | Newport | Vermont | 5855 | 435-136-14558 |  |  | 44.9332 | -72.2181 | 1 | Copper | No | Unknown | Other | 08/14/2003 |  | Water System/Municipal Records | Unknown |  |  | Unknown Material – No Source |  | No |  |  |  |  | Non_Unknown_Unk | 0 | 0 | 1 | 0 | Yes | No
GRR | 44 CLARK ST | Newport | Vermont | 5855 | 435-136-16262 |  |  | 44.9331 | -72.2179 | 1 | Copper | No | Unknown | Other | 08/14/2003 |  | Water System/Municipal Records | Galvanized Iron/Steel |  |  | Visual Inspection - Other | Single Family Residence | No |  |  |  |  | Non_Unknown_GRR | 0 | 1 | 0 | 0 | Yes | Yes
Non-Lead | 54 CLARK ST | Newport | Vermont | 5855 | 435-136-14694 | [6 empty] | Unknown | Unknown | Copper | 07/15/1998 | 0.75 | Water System Maps/Drawings | Copper |  | 0.5 | Visual Inspection - Water System | Multi-family residence | No |  |  |  |  | Non_Unknown_Non | 0 | 0 | 0 | 1 | Yes | No
Non-Lead | 119 CLERMONT TERRACE | Newport | Vermont | 5855 | 435-136-15880 | [6 empty] | No | No | Other | 2025 |  | Water System/Municipal Records | Other | 2025 |  | Local/State Permits |  | No |  |  |  |  | Non_No_Non | 0 | 0 | 0 | 1 | Yes | No
Unknown | 170 CLERMONT TERRACE (TORN DOWN) | Newport | Vermont | 5855 | 435-136-15880 | [6 empty] | Unknown | Unknown | Unknown |  |  | Unknown Material – No Source | Unknown |  |  | Unknown Material – No Source |  | No |  |  |  |  | Unk_Unknown_Unk | 0 | 0 | 1 | 0 | Yes | No
Non-Lead | 191 CLERMONT TERRACE (EAST BUILDING/MATER D PARISH) | Newport | Vermont | 5855 | 435-136-15880 |  |  | 44.9319 | -72.2143 | 4 |  | Unknown | Unknown | Other | 9/14/1993 | 1 | Water System/Municipal Records | Copper |  | 1 | Visual Inspection - Other |  | No |  |  |  |  | Non_Unknown_Non | 0 | 0 | 0 | 1 | Yes | No
Non-Lead | 191 CLERMONT TERRACE (WEST BUILDING/RECTORY) | Newport | Vermont | 5855 | 435-136-15880 |  |  | 44.932 | -72.214 | 4 |  | Unknown | Unknown | Copper | 10/26/2011 | 1 | Water System/Municipal Records | Copper |  | 0.75 | Visual Inspection - Other | Other/Vacant | No |  | Copper |  |  | Non_Unknown_Non | 0 | 0 | 0 | 1 | Yes | No
Non-Lead | 45 CLERMONT TERRACE | Newport | Vermont | 5855 | 435-136-16156 |  |  | 44.931 | -72.217 | 8 |  | Unknown | Unknown | Copper |  | 0.75 | Water System/Municipal Records | Copper |  | 0.5 | Visual Inspection - Water System | Single Family Residence | No |  |  |  |  | Non_Unknown_Non | 0 | 0 | 0 | 1 | Yes | No
Unknown | 47 CLERMONT TERRACE | Newport | Vermont | 5855 | 435-136-15934 | [6 empty] | Unknown | Unknown | Unknown |  |  | Unknown Material – No Source | Unknown |  |  | Unknown Material – No Source |  | No |  |  |  |  | Unk_Unknown_Unk | 0 | 0 | 1 | 0 | Yes | No
Non-Lead | 104 CLIFF ST | Newport | Vermont | 5855 | 435-136-15722 |  |  | 44.9422 | -72.1902 |  |  | Unknown | Unknown | Other | 2007 |  | Water System/Municipal Records | HDPE |  | 0.75 | Visual Inspection - Water System | Single Family Residence | No |  |  |  |  | Non_Unknown_Non | 0 | 0 | 0 | 1 | Yes | No
GRR | 123 CLIFF ST | Newport | Vermont | 5855 | 435-136-14827 |  |  | 44.9425 | -72.1898 | 6 |  | No | Unknown | Other | 8/13/1996 | 0.75 | Water System/Municipal Records | Galvanized Iron/Steel |  | 0.75 | Visual Inspection - Water System | Single Family Residence | No |  | Copper |  |  | Non_Unknown_GRR | 0 | 1 | 0 | 0 | Yes | Yes
Non-Lead | 181 CLIFF ST | Newport | Vermont | 5855 | 435-136-15176 |  |  | 44.9417 | -72.189 |  |  | No | Unknown | Copper | 8/3/1996 | 0.75 | Water System/Municipal Records | Copper |  | 0.75 | Visual Inspection - Water System | Single Family Residence | No |  |  |  |  | Non_Unknown_Non | 0 | 0 | 0 | 1 | Yes | No
Unknown | 68 CLIFF ST | Newport | Vermont | 5855 | 435-136-15354 |  |  | 44.9421 | -72.1912 |  |  | No | Unknown | Copper | 08/28/2002 | 0.75 | Water System/Municipal Records | Unknown |  |  | Unknown Material – No Source |  | No |  |  |  |  | Non_Unknown_Unk | 0 | 0 | 1 | 0 | Yes | No
Unknown | 71 CLIFF ST | Newport | Vermont | 5855 | 435-136-14916 |  |  | 44.9426 | -72.1909 |  |  | Unknown | Unknown | Unknown |  |  | Unknown Material – No Source | Copper |  | 0.75 | Visual Inspection - Water System | Single Family Residence | No |  | Copper |  |  | Unk_Unknown_Non | 0 | 0 | 1 | 0 | Yes | No
Non-Lead | 89 CLIFF ST | Newport | Vermont | 5855 | 435-136-15502 |  |  | 44.9427 | -72.1902 | 6 |  | No | Unknown | Copper | 9/21/1978 | 0.75 | Water System/Municipal Records | Copper |  | 0.5 | Visual Inspection - Water System | Single Family Residence | No |  | Copper |  |  | Non_Unknown_Non | 0 | 0 | 0 | 1 | Yes | No
Non-Lead | 1 CLOUGH ST | Newport | Vermont | 5855 | 435-136-15098 |  |  | 44.9495 | -72.1904 |  |  | No | Unknown | Copper | 9/05/2000 | 0.75 | Water System/Municipal Records | Copper |  | 0.75 | Visual Inspection - Water System | Single Family Residence | No |  |  |  |  | Non_Unknown_Non | 0 | 0 | 0 | 1 | Yes | No
Non-Lead | 24 CLOUGH ST | Newport | Vermont | 5855 | 435-136-15428 |  |  | 44.9489 | -72.191 | 6 |  | No | Unknown | Copper | 9/28/2000 | 0.75 | Water System/Municipal Records | Copper |  | 0.5 | Visual Inspection - Water System | Single Family Residence | No |  |  |  |  | Non_Unknown_Non | 0 | 0 | 0 | 1 | Yes | No
Non-Lead | 25 CLOUGH ST | Newport | Vermont | 5855 | 435-136-15570 |  |  | 44.9489 | -72.1905 | 6 |  | Unknown | Unknown | Copper | 8/29/2000 |  | Water System/Municipal Records | Copper |  | 0.75 | Visual Inspection - Water System | Single Family Residence | No |  |  |  |  | Non_Unknown_Non | 0 | 0 | 0 | 1 | Yes | No
Non-Lead | 120 CLOVER LN | Newport | Vermont | 5855 | 435-136-15969 |  |  | 44.9612 | -72.2053 |  |  | Unknown | Unknown | Other | 1997 |  | Water System/Municipal Records | HDPE |  | 0.75 | Visual Inspection - Water System | Single Family Residence | No |  |  |  |  | Non_Unknown_Non | 0 | 0 | 0 | 1 | Yes | No
Unknown | 163 CLOVER LN | Newport | Vermont | 5855 | 435-136-14356 |  |  | 44.961 | -72.2057 |  |  | Unknown | Unknown | Unknown |  |  | Unknown Material – No Source | HDPE |  | 0.75 | Visual Inspection - Water System | Single Family Residence | No |  |  |  |  | Unk_Unknown_Non | 0 | 0 | 1 | 0 | Yes | No
Unknown | 164 CLOVER LN | Newport | Vermont | 5855 | 435-136-14702 |  |  | 44.9611 | -72.2055 |  |  | Unknown | Unknown | Unknown |  |  | Unknown Material – No Source | HDPE |  | 0.5 | Visual Inspection - Water System | Single Family Residence | No |  | Copper |  |  | Unk_Unknown_Non | 0 | 0 | 1 | 0 | Yes | No
Non-Lead | 19 CLOVER LN | Newport | Vermont | 5855 | 435-136-16344 |  |  | 44.959 | -72.2053 |  |  | Unknown | Unknown | Other | 2006 |  | Water System/Municipal Records | HDPE |  | 1 | Visual Inspection - Water System | Single Family Residence | No |  |  |  |  | Non_Unknown_Non | 0 | 0 | 0 | 1 | Yes | No
Non-Lead | 49 CLOVER LN | Newport | Vermont | 5855 | 435-136-16313 |  |  | 44.9594 | -72.2052 |  |  | Unknown | Unknown | Other | 2004 |  | Water System/Municipal Records | Copper |  | 0.75 | Visual Inspection - Water System | Single Family Residence | No |  | Copper |  |  | Non_Unknown_Non | 0 | 0 | 0 | 1 | Yes | No
Non-Lead | 72 CLOVER LN | Newport | Vermont | 5855 | 435-136-16314 |  |  | 44.9599 | -72.2049 |  |  | Unknown | Unknown | Other | 2004 |  | Water System/Municipal Records | Copper |  | 0.75 | Visual Inspection - Water System | Single Family Residence | No |  | Copper |  |  | Non_Unknown_Non | 0 | 0 | 0 | 1 | Yes | No
Non-Lead | 9 CLOVER LN | Newport | Vermont | 5855 | 435-136-16337 |  |  | 44.9589 | -72.2053 |  |  | Unknown | Unknown | Other | 2005 |  | Water System/Municipal Records | Copper |  | 0.5 | Visual Inspection - Water System | Single Family Residence | No |  |  |  |  | Non_Unknown_Non | 0 | 0 | 0 | 1 | Yes | No
Unknown | 108 CLYDE ST | Newport | Vermont | 5855 | 435-136-15986 |  |  | 44.9392 | -72.1948 | 8 |  | No | Unknown | Copper | 5/23/1996 | 0.75 | Water System/Municipal Records | Unknown |  |  | Unknown Material – No Source |  | No |  |  |  |  | Non_Unknown_Unk | 0 | 0 | 1 | 0 | Yes | No
Unknown | 124 CLYDE ST | Newport | Vermont | 5855 | 435-136-16227 |  |  | 44.9392 | -72.1944 | 8 |  | Unknown | Unknown | Other | 6/10/1996 |  | Water System/Municipal Records | Unknown |  |  | Unknown Material – No Source |  | No |  |  |  |  | Non_Unknown_Unk | 0 | 0 | 1 | 0 | Yes | No
Unknown | 142 CLYDE ST | Newport | Vermont | 5855 | 435-136-16227 |  |  | 44.9392 | -72.1941 | 8 |  | Unknown | Unknown | Other | 09/06/1996 | 0.5 | Water System/Municipal Records | Unknown |  |  | Unknown Material – No Source |  | No |  |  |  |  | Non_Unknown_Unk | 0 | 0 | 1 | 0 | Yes | No
Non-Lead | 174 CLYDE ST | Newport | Vermont | 5855 | 435-136-14644 |  |  | 44.9393 | -72.1932 | 8 |  | No | Unknown | Copper | 5/23/1996 | 0.75 | Water System/Municipal Records | Copper |  | 0.75 | Visual Inspection - Water System | Single Family Residence | No |  |  |  |  | Non_Unknown_Non | 0 | 0 | 0 | 1 | Yes | No
Non-Lead | 205 CLYDE ST | Newport | Vermont | 5855 | 435-136-14643 |  |  | 44.9396 | -72.1927 | 8 |  | No | Unknown | Copper | 5/23/1996 | 0.75 | Water System/Municipal Records | Copper |  | 0.5 | Visual Inspection - Water System | Single Family Residence | No |  |  |  |  | Non_Unknown_Non | 0 | 0 | 0 | 1 | Yes | No
Non-Lead | 217 CLYDE ST | Newport | Vermont | 5855 | 435-136-14555 |  |  | 44.9396 | -72.1924 | 8 |  | No | Unknown | Copper | 5/24/1996 | 0.75 | Water System/Municipal Records | Copper |  | 0.75 | Visual Inspection - Water System | Single Family Residence | No |  | PEX |  |  | Non_Unknown_Non | 0 | 0 | 0 | 1 | Yes | No
GRR | 247 CLYDE ST | Newport | Vermont | 5855 | 435-136-14535 |  |  | 44.9396 | -72.1922 | 8 |  | No | Unknown | Copper | 5/28/1996 | 0.75 | Water System/Municipal Records | Galvanized Iron/Steel |  | 0.75 | Visual Inspection - Water System | Single Family Residence | No |  |  |  |  | Non_Unknown_GRR | 0 | 1 | 0 | 0 | Yes | Yes
Unknown | 256 CLYDE ST | Newport | Vermont | 5855 | 435-136-15695 |  |  | 44.9395 | -72.1918 |  |  | Unknown | Unknown | Unknown |  |  | Unknown Material – No Source | Copper |  | 0.75 | Visual Inspection - Water System | Single Family Residence | No |  | PEX |  |  | Unk_Unknown_Non | 0 | 0 | 1 | 0 | Yes | No
Unknown | 293 CLYDE ST | Newport | Vermont | 5855 | 435-136-14737 |  |  | 44.9402 | -72.1919 | 8 |  | Unknown | Unknown | Unknown | 5/4/1960 | 0.5 | Unknown Material – No Source | Unknown |  |  | Unknown Material – No Source | Single Family Residence | Yes |  |  |  |  | Unk_Unknown_Unk | 0 | 0 | 1 | 0 | Yes | No
Unknown | 377 CLYDE ST | Newport | Vermont | 5855 | 435-136-14603 |  |  | 44.9405 | -72.1899 | 4 |  | Unknown | Unknown | Unknown | 8/28/1987 |  | Unknown Material – No Source | Copper |  | 0.5 | Visual Inspection - Water System | Single Family Residence | No |  |  |  |  | Unk_Unknown_Non | 0 | 0 | 1 | 0 | Yes | No
Unknown | 391 CLYDE ST | Newport | Vermont | 5855 | 435-136-14611 |  |  | 44.9407 | -72.1898 |  |  | Unknown | Unknown | Unknown |  |  | Unknown Material – No Source | Copper |  | 0.5 | Visual Inspection - Water System | Single Family Residence | No |  | Copper |  |  | Unk_Unknown_Non | 0 | 0 | 1 | 0 | Yes | No
GRR | 395 CLYDE ST | Newport | Vermont | 5855 | 435-136-14552 |  |  | 44.9406 | -72.1896 |  |  | Unknown | Unknown | Unknown |  |  | Unknown Material – No Source | Galvanized Iron/Steel |  | 0.75 | Visual Inspection - Water System | Single Family Residence | No |  |  |  |  | Unk_Unknown_GRR | 0 | 1 | 0 | 0 | Yes | Yes
Unknown | 399 CLYDE ST | Newport | Vermont | 5855 | 435-136-14553 |  |  | 44.9406 | -72.1896 | 4 |  | Unknown | Unknown | Unknown | 4/26/1983 | 0.5 | Unknown Material – No Source | Copper |  | 0.75 | Visual Inspection - Water System | Single Family Residence | No |  |  |  |  | Unk_Unknown_Non | 0 | 0 | 1 | 0 | Yes | No
Unknown | 405 CLYDE ST | Newport | Vermont | 5855 | 435-136-14556 |  |  | 44.9407 | -72.1892 | 4 |  | Unknown | Unknown | Unknown | 4/6/1983 |  | Unknown Material – No Source | Copper |  | 0.75 | Visual Inspection - Water System | Single Family Residence | No |  |  |  |  | Unk_Unknown_Non | 0 | 0 | 1 | 0 | Yes | No
Non-Lead | 417 CLYDE ST | Newport | Vermont | 5855 | 435-136-14554 |  |  | 44.9406 | -72.189 | 4 |  | Unknown | Unknown | Other | 6/5/1996 |  | Water System/Municipal Records | Copper |  | 0.5 | Visual Inspection - Water System | Single Family Residence | No |  |  |  |  | Non_Unknown_Non | 0 | 0 | 0 | 1 | Yes | No
Unknown | 441 CLYDE ST | Newport | Vermont | 5855 | 435-136-15720 |  |  | 44.9404 | -72.1886 |  |  | Unknown | Unknown | Unknown | 10/13/1973 |  | Unknown Material – No Source | Unknown |  |  | Unknown Material – No Source |  | No |  |  |  |  | Unk_Unknown_Unk | 0 | 0 | 1 | 0 | Yes | No
Unknown | 457 CLYDE ST | Newport | Vermont | 5855 | 435-136-14647 |  |  | 44.9408 | -72.1879 |  |  | Unknown | Unknown | Unknown |  |  | Unknown Material – No Source | PEX |  | 0.75 | Visual Inspection - Water System | Single Family Residence | No |  |  |  |  | Unk_Unknown_Non | 0 | 0 | 1 | 0 | Yes | No
Non-Lead | 459 CLYDE ST | Newport | Vermont | 5855 | 435-136-16221 |  |  | 44.9403 | -72.1882 | 8 |  | No | Unknown | Copper | 5/9/1980 | 0.75 | Water System/Municipal Records | Copper |  | 0.5 | Visual Inspection - Water System | Single Family Residence | No |  |  |  |  | Non_Unknown_Non | 0 | 0 | 0 | 1 | Yes | No
Non-Lead | 466 CLYDE ST | Newport | Vermont | 5855 | 435-136-15938 |  |  | 44.94 | -72.1883 | 8 |  | No | Unknown | Copper | 10/3/1979 | 0.75 | Water System/Municipal Records | Copper |  | 0.5 | Visual Inspection - Water System | Single Family Residence | No |  | Galvanized Iron/Steel | Copper |  | Non_Unknown_Non | 0 | 0 | 0 | 1 | Yes | No
Non-Lead | 498 CLYDE ST | Newport | Vermont | 5855 | 435-136-14854 |  |  | 44.9399 | -72.1876 | 8 |  | No | Unknown | Copper | 4/21/1980 | 0.75 | Water System/Municipal Records | Copper |  | 0.5 | Visual Inspection - Water System | Single Family Residence | No |  | Copper |  |  | Non_Unknown_Non | 0 | 0 | 0 | 1 | Yes | No
Non-Lead | 509 CLYDE ST | Newport | Vermont | 5855 | 435-136-14318 |  |  | 44.9401 | -72.1875 | 0.75 |  | No | Unknown | Copper | 5/6/1980 | 0.75 | Water System/Municipal Records | Copper |  | 0.5 | Visual Inspection - Water System | Single Family Residence | No |  |  |  |  | Non_Unknown_Non | 0 | 0 | 0 | 1 | Yes | No
GRR | 512 CLYDE ST | Newport | Vermont | 5855 | 435-136-14618 |  |  | 44.9399 | -72.1874 | 8 |  | No | Unknown | Copper | 4/17/1980 | 0.75 | Water System/Municipal Records | Galvanized Iron/Steel |  | 0.75 | Visual Inspection - Water System | Single Family Residence | No |  |  |  |  | Non_Unknown_GRR | 0 | 1 | 0 | 0 | Yes | Yes
Non-Lead | 523 CLYDE ST - (East building) | Newport | Vermont | 5855 | 435-136-15694 |  |  | 44.94 | -72.1871 | 8 |  | No | Unknown | Copper | 4/29/1980 | 0.75 | Water System/Municipal Records | Copper |  | 0.75 | Visual Inspection - Water System | Single Family Residence | No |  |  |  |  | Non_Unknown_Non | 0 | 0 | 0 | 1 | Yes | No
Non-Lead | 523 CLYDE ST | Newport | Vermont | 5855 | 435-136-15694 |  |  | 44.94 | -72.1871 | 8 |  | No | Unknown | Copper | 4/29/1980 | 0.75 | Water System/Municipal Records | Copper |  | 0.5 | Visual Inspection - Water System | Single Family Residence | No |  |  |  |  | Non_Unknown_Non | 0 | 0 | 0 | 1 | Yes | No
Unknown | 671 CLYDE ST | Newport | Vermont | 5855 | 435-136-16238 |  |  | 44.9395 | -72.1843 |  |  | Unknown | Unknown | Unknown | 7/10/1962 |  | Unknown Material – No Source | Copper |  | 0.75 | Visual Inspection - Water System | Single Family Residence | No |  |  |  |  | Unk_Unknown_Non | 0 | 0 | 1 | 0 | Yes | No
Unknown | 692 CLYDE ST | Newport | Vermont | 5855 | 435-136-14642 |  |  | 44.9391 | -72.184 |  |  | Unknown | Unknown | Unknown | 5/22/1975 |  | Unknown Material – No Source | Copper |  | 0.75 | Visual Inspection - Water System | Single Family Residence | No |  |  |  |  | Unk_Unknown_Non | 0 | 0 | 1 | 0 | Yes | No
Unknown | 70 CLYDE ST | Newport | Vermont | 5855 | 435-136-14402 |  |  | 44.9392 | -72.1952 |  |  | Unknown | Unknown | Unknown |  |  | Unknown Material – No Source | Copper |  | 0.5 | Visual Inspection - Water System | Single Family Residence | No |  | Copper |  |  | Unk_Unknown_Non | 0 | 0 | 1 | 0 | Yes | No
Unknown | 704 CLYDE ST | Newport | Vermont | 5855 | 435-136-15144 |  |  | 44.939 | -72.1835 | 8 |  | Unknown | Unknown | Unknown | 5/22/1975 |  | Unknown Material – No Source | Copper |  | 0.75 | Visual Inspection - Water System | Single Family Residence | No |  | Copper |  |  | Unk_Unknown_Non | 0 | 0 | 1 | 0 | Yes | No
Unknown | 726 CLYDE ST | Newport | Vermont | 5855 | 435-136-14941 |  |  | 44.939 | -72.1832 |  |  | Unknown | Unknown | Unknown | 5/23/1975 |  | Unknown Material – No Source | Copper |  | 0.75 | Visual Inspection - Water System | Single Family Residence | No |  | Copper |  |  | Unk_Unknown_Non | 0 | 0 | 1 | 0 | Yes | No
Unknown | 731 CLYDE ST | Newport | Vermont | 5855 | 435-136-16284 |  |  | 44.9394 | -72.1829 |  |  | Unknown | Unknown | Unknown |  |  | Unknown Material – No Source | Copper |  | 0.75 | Visual Inspection - Water System | Single Family Residence | No |  | Copper |  |  | Unk_Unknown_Non | 0 | 0 | 1 | 0 | Yes | No
Unknown | 752 CLYDE ST | Newport | Vermont | 5855 | 435-136-15498 |  |  | 44.939 | -72.1828 |  |  | Unknown | Unknown | Unknown | 5/28/1975 |  | Unknown Material – No Source | Unknown |  |  | Unknown Material – No Source |  | No |  |  |  |  | Unk_Unknown_Unk | 0 | 0 | 1 | 0 | Yes | No
Unknown | 759 CLYDE ST | Newport | Vermont | 5855 | 435-136-14897 |  |  | 44.9394 | -72.1824 | 8 |  | Unknown | Unknown | Unknown |  |  | Unknown Material – No Source | Copper |  | 0.5 | Visual Inspection - Water System | Multi-family residence | No |  | Copper | Galvanized Iron/Steel |  | Unk_Unknown_Non | 0 | 0 | 1 | 0 | Yes | No
Unknown | 770 CLYDE ST | Newport | Vermont | 5855 | 435-136-15395 |  |  | 44.939 | -72.1824 |  |  | Unknown | Unknown | Unknown | 5/28/1975 |  | Unknown Material – No Source | Copper |  | 0.75 | Visual Inspection - Water System | Single Family Residence | No |  | PEX |  |  | Unk_Unknown_Non | 0 | 0 | 1 | 0 | Yes | No
Non-Lead | 793 CLYDE ST | Newport | Vermont | 5855 | 435-136-14409 |  |  | 44.9393 | -72.1818 | 8 |  | No | Unknown | Copper | 9/20/1988 | 0.75 | Water System/Municipal Records | Copper |  | 0.75 | Visual Inspection - Water System | Single Family Residence | No |  | Copper |  |  | Non_Unknown_Non | 0 | 0 | 0 | 1 | Yes | No
Non-Lead | 800 CLYDE ST | Newport | Vermont | 5855 | 435-136-15826 |  |  | 44.9389 | -72.182 | 8 |  | No | Unknown | Copper | 9/9/1977 | 0.75 | Water System/Municipal Records | Copper |  | 0.75 | Visual Inspection - Water System | Single Family Residence | No |  | Copper |  |  | Non_Unknown_Non | 0 | 0 | 0 | 1 | Yes | No
Non-Lead | 812 CLYDE ST | Newport | Vermont | 5855 | 435-136-14959 |  |  | 44.9387 | -72.1816 | 8 |  | No | Unknown | Copper | 9/9/1977 | 0.75 | Water System/Municipal Records | Copper |  | 0.75 | Visual Inspection - Water System | Single Family Residence | No |  | Copper |  |  | Non_Unknown_Non | 0 | 0 | 0 | 1 | Yes | No
Non-Lead | 846 CLYDE ST | Newport | Vermont | 5855 | 435-136-14997 |  |  | 44.9383 | -72.1813 | 8 |  | No | Unknown | Copper | 11/3/1997 | 0.75 | Water System/Municipal Records | Copper |  | 0.75 | Visual Inspection - Water System | Single Family Residence | No |  | Copper |  |  | Non_Unknown_Non | 0 | 0 | 0 | 1 | Yes | No
Unknown | 854 CLYDE ST | Newport | Vermont | 5855 | 435-136-14559 |  |  | 44.9383 | -72.181 | 8 |  | No | Unknown | Copper | 11/3/1977 | 0.75 | Water System/Municipal Records | Unknown |  |  | Unknown Material – No Source |  | No |  |  |  |  | Non_Unknown_Unk | 0 | 0 | 1 | 0 | Yes | No
Non-Lead | 91 CLYDE ST | Newport | Vermont | 5855 | 435-136-15499 |  |  | 44.9396 | -72.1951 |  |  | No | Unknown | Copper | 5/23/1996 | 0.5 | Water System/Municipal Records | Copper |  | 0.5 | Visual Inspection - Water System | Single Family Residence | No |  |  |  |  | Non_Unknown_Non | 0 | 0 | 0 | 1 | Yes | No
Unknown | 964 CLYDE ST | Newport | Vermont | 5855 | 435-136-14596 |  |  | 44.9378 | -72.1801 |  |  | Unknown | Unknown | Unknown |  |  | Unknown Material – No Source | HDPE |  | 1 | Visual Inspection - Water System | Business/Commercial | No |  |  |  |  | Unk_Unknown_Non | 0 | 0 | 1 | 0 | Yes | No
Non-Lead | 39 COLBURN ST | Newport | Vermont | 5855 | 435-136-16266 |  |  | 44.9492 | -72.1916 |  |  | No | Unknown | Other | 9/2/2000 | 0.75 | Water System/Municipal Records | Copper |  | 0.5 | Visual Inspection - Water System | Single Family Residence | No |  |  |  |  | Non_Unknown_Non | 0 | 0 | 0 | 1 | Yes | No
Non-Lead | 51 COLBURN ST | Newport | Vermont | 5855 | 435-136-15501 |  |  | 44.9491 | -72.1913 |  |  | No | Unknown | Copper | 9/28/2000 | 0.75 | Water System/Municipal Records | Copper |  | 0.5 | Visual Inspection - Water System | Single Family Residence | No |  | Copper |  |  | Non_Unknown_Non | 0 | 0 | 0 | 1 | Yes | No
Non-Lead | 52 COLBURN ST | Newport | Vermont | 5855 | 435-136-16000 |  |  | 44.9487 | -72.1915 |  |  | No | Unknown | Copper |  | 0.75 | Water System/Municipal Records | Copper |  | 0.5 | Visual Inspection - Water System | Single Family Residence | No |  |  |  |  | Non_Unknown_Non | 0 | 0 | 0 | 1 | Yes | No
Non-Lead | 64 COLBURN ST | Newport | Vermont | 5855 | 435-136-15494 |  |  | 44.9486 | -72.191 |  |  | No | Unknown | Copper | 2/29/2000 | 0.75 | Water System/Municipal Records | Copper |  | 0.5 | Visual Inspection - Water System | Single Family Residence | No |  |  |  |  | Non_Unknown_Non | 0 | 0 | 0 | 1 | Yes | No
Unknown | 100 COLFAX ST | Newport | Vermont | 5855 | 435-136-16103 |  |  | 44.9449 | -72.2053 | 4 | Ductile Iron | No | Unknown | Copper | 10/19/1997 | 0.75 | Water System/Municipal Records | Unknown |  |  | Unknown Material – No Source |  | No |  |  |  |  | Non_Unknown_Unk | 0 | 0 | 1 | 0 | Yes | No
Non-Lead | 103 COLFAX ST | Newport | Vermont | 5855 | 435-136-14514 |  |  | 44.9446 | -72.2053 | 4 |  | No | Unknown | Copper | 10/18/1997 | 0.75 | Water System/Municipal Records | Copper |  | 0.75 | Visual Inspection - Water System | Single Family Residence | No |  |  |  |  | Non_Unknown_Non | 0 | 0 | 0 | 1 | Yes | No
Non-Lead | 29 COLFAX ST | Newport | Vermont | 5855 | 435-136-14385 |  |  | 44.9446 | -72.2038 | 4 | Ductile Iron | No | Unknown | Copper | 10/17/1997 | 0.75 | Water System/Municipal Records | HDPE |  | 1 | Visual Inspection - Water System | Single Family Residence | No |  |  |  |  | Non_Unknown_Non | 0 | 0 | 0 | 1 | Yes | No
GRR | 53 COLFAX ST | Newport | Vermont | 5855 | 435-136-14707 |  |  | 44.9446 | -72.2044 | 4 |  | No | Unknown | Copper | 10/7/1997 | 0.75 | Water System/Municipal Records | Galvanized Iron/Steel |  | 1 | Visual Inspection - Water System | Single Family Residence | No |  |  |  |  | Non_Unknown_GRR | 0 | 1 | 0 | 0 | Yes | Yes
GRR | 54 COLFAX ST | Newport | Vermont | 5855 | 435-136-15063 |  |  | 44.9449 | -72.2042 | 4 |  | Unknown | Unknown | Other | 10/7/1997 |  | Water System/Municipal Records | Galvanized Iron/Steel |  | 0.75 | Visual Inspection - Water System | Single Family Residence | No |  | Copper |  |  | Non_Unknown_GRR | 0 | 1 | 0 | 0 | Yes | Yes
Non-Lead | 66 COLFAX ST | Newport | Vermont | 5855 | 435-136-14581 |  |  | 44.9449 | -72.2047 | 4 | Ductile Iron | No | Unknown | Copper | 10/18/1997 | 0.75 | Water System/Municipal Records | Copper |  | 0.75 | Visual Inspection - Water System | Single Family Residence | No |  | Galvanized Iron/Steel | Copper |  | Non_Unknown_Non | 0 | 0 | 0 | 1 | Yes | No
Non-Lead | 67 COLFAX ST | Newport | Vermont | 5855 | 435-136-14758 |  |  | 44.9443 | -72.2046 | 4 |  | Unknown | Unknown | Other | 1997 |  | Water System/Municipal Records | HDPE |  | 0.5 | Visual Inspection - Water System | Single Family Residence | No |  | Copper |  |  | Non_Unknown_Non | 0 | 0 | 0 | 1 | Yes | No
GRR | 84 COLFAX ST | Newport | Vermont | 5855 | 435-136-15799 |  |  | 44.9449 | -72.2049 | 4 | Ductile Iron | No | Unknown | Copper | 10/19/1997 | 0.75 | Water System/Municipal Records | Galvanized Iron/Steel |  | 0.75 | Visual Inspection - Water System | Single Family Residence | No |  |  |  |  | Non_Unknown_GRR | 0 | 1 | 0 | 0 | Yes | Yes
Non-Lead | 85 COLFAX ST | Newport | Vermont | 5855 | 435-136-14759 |  |  | 44.9446 | -72.205 | 4 | Ductile Iron | No | Unknown | Copper | 10/1997 | 0.75 | Water System/Municipal Records | Copper |  | 0.75 | Visual Inspection - Water System | Single Family Residence | No |  |  |  |  | Non_Unknown_Non | 0 | 0 | 0 | 1 | Yes | No
Non-Lead | 22 COLODNY TERR | Newport | Vermont | 5855 | 435-136-15442 |  |  | 44.9327 | -72.2201 |  |  | Unknown | Unknown | Copper |  | 0.75 | Water System/Municipal Records | Copper |  | 0.5 | Visual Inspection - Water System | Single Family Residence | No |  | PEX |  |  | Non_Unknown_Non | 0 | 0 | 0 | 1 | Yes | No
Non-Lead | 42 COLODNY TERR | Newport | Vermont | 5855 | 435-136-14406 |  |  | 44.9327 | -72.2195 |  |  | Unknown | Unknown | Copper |  | 0.75 | Water System/Municipal Records | Copper |  | 0.75 | Visual Inspection - Water System | Single Family Residence | No |  |  |  |  | Non_Unknown_Non | 0 | 0 | 0 | 1 | Yes | No
Unknown | 115 COLUMBIA WAY | Newport | Vermont | 5855 | 435-136-14624 |  |  | 44.9525 | -72.1979 |  |  | Unknown | Unknown | Unknown |  |  | Unknown Material – No Source | Copper |  | 2 | Visual Inspection - Water System | Business/Commercial | No |  |  |  |  | Unk_Unknown_Non | 0 | 0 | 1 | 0 | Yes | No
Unknown | 115 COLUMBIA WAY (FACTORY) | Newport | Vermont | 5855 | 435-136-14624 |  |  | 44.9525 | -72.1979 |  |  | Unknown | Unknown | Unknown | 04/04/1983 |  | Unknown Material – No Source | Other |  | 6 | Visual Inspection - Water System | Business/Commercial | No |  |  |  |  | Unk_Unknown_Non | 0 | 0 | 1 | 0 | Yes | No
GRR | 53 COLUMBIA WAY (BRICK BLDG) | Newport | Vermont | 5855 | 435-136-14624 |  |  | 44.9521 | -72.1986 |  |  | No | Unknown | Copper | 11/15/2024 | 1 | Water System/Municipal Records | Galvanized Iron/Steel |  | 2 | Visual Inspection - Water System | Business/Commercial | No |  |  |  |  | Non_Unknown_GRR | 0 | 1 | 0 | 0 | Yes | Yes
Non-Lead | 14 COMPASS DR | Newport | Vermont | 5855 | 435-136-16388 |  |  | 44.9347 | -72.213 |  |  | Unknown | Unknown | Other |  | Unknown | Other - Source Reported in Summary | Other |  | 4 | Visual Inspection - Water System | Multi-family residence | No |  | Copper |  |  | Non_Unknown_Non | 0 | 0 | 0 | 1 | Yes | No
Non-Lead | 26 COMPASS DR | Newport | Vermont | 5855 | 435-136-16388 |  |  | 44.9342 | -72.2127 |  |  | Unknown | Unknown | Other |  | Unknown | Other - Source Reported in Summary | Other |  | 4 | Visual Inspection - Water System | Multi-family residence | No |  | Copper |  |  | Non_Unknown_Non | 0 | 0 | 0 | 1 | Yes | No
Non-Lead | 50 COMPASS DR | Newport | Vermont | 5855 | 435-136-16388 |  |  | 44.934 | -72.2125 |  |  | Unknown | Unknown | Other |  | Unknown | Other - Source Reported in Summary | Other |  | 4 | Visual Inspection - Water System | Single Family Residence | No |  | Copper |  |  | Non_Unknown_Non | 0 | 0 | 0 | 1 | Yes | No
Non-Lead | 24 CONCORD AVE | Newport | Vermont | 5855 | 435-136-15825 |  |  | 44.9436 | -72.1964 | 4 |  | No | Unknown | Copper | 08/01/2005 | 0.75 | Water System/Municipal Records | Copper |  | 0.75 | Visual Inspection - Water System | Single Family Residence | No |  |  |  |  | Non_Unknown_Non | 0 | 0 | 0 | 1 | Yes | No
GRR | 25 CONCORD AVE | Newport | Vermont | 5855 | 435-136-15902 |  |  | 44.9437 | -72.1968 | 4 |  | No | Unknown | Copper | 08/02/2005 | 0.75 | Water System/Municipal Records | Galvanized Iron/Steel |  |  | Visual Inspection - Water System | Single Family Residence | No |  |  |  |  | Non_Unknown_GRR | 0 | 1 | 0 | 0 | Yes | Yes
Non-Lead | 32 CONCORD AVE | Newport | Vermont | 5855 | 435-136-15062 |  |  | 44.9438 | -72.1963 | 4 |  | No | Unknown | Copper | 08/03/2005 | 0.75 | Water System/Municipal Records | Copper |  | 0.5 | Visual Inspection - Water System | Single Family Residence | No |  |  |  |  | Non_Unknown_Non | 0 | 0 | 0 | 1 | Yes | No
Non-Lead | 37 CONCORD AVE | Newport | Vermont | 5855 | 435-136-15658 |  |  | 44.9438 | -72.1967 | 4 |  | No | Unknown | Other | 08/03/2005 | 0.5 | Water System/Municipal Records | Copper |  |  | Visual Inspection - Water System | Business/Commercial | No |  |  |  |  | Non_Unknown_Non | 0 | 0 | 0 | 1 | Yes | No
GRR | 50 CONCORD AVE | Newport | Vermont | 5855 | 435-136-15396 |  |  | 44.9439 | -72.1963 | 4 |  | No | Unknown | Copper | 08/01/2005 | 0.75 | Water System/Municipal Records | Galvanized Iron/Steel |  | 0.75 | Visual Inspection - Water System | Single Family Residence | No |  |  |  |  | Non_Unknown_GRR | 0 | 1 | 0 | 0 | Yes | Yes
Non-Lead | 60 CONCORD AVE | Newport | Vermont | 5855 | 435-136-15803 |  |  | 44.9444 | -72.1962 | 4 |  | No | Unknown | Other | 08/01/2005 |  | Water System/Municipal Records | Copper |  | 0.75 | Visual Inspection - Water System | Single Family Residence | No |  |  |  |  | Non_Unknown_Non | 0 | 0 | 0 | 1 | Yes | No
Non-Lead | 69 CONCORD AVE | Newport | Vermont | 5855 | 435-136-14721 |  |  | 44.9441 | -72.1967 | 4 |  | No | Unknown | Other | 08/01/2005 | 0.75 | Water System/Municipal Records | Copper |  | 0.75 | Visual Inspection - Water System | Single Family Residence | No |  | Galvanized Iron/Steel |  |  | Non_Unknown_Non | 0 | 0 | 0 | 1 | Yes | No
GRR | 133 COTTAGE ST | Newport | Vermont | 5855 | 435-136-15340 |  |  | 44.9311 | -72.2127 | 4 |  | Unknown | Unknown | Unknown | 05/05/1922 |  | Unknown Material – No Source | Galvanized Iron/Steel |  | 0.75 | Visual Inspection - Water System | Single Family Residence | No |  |  |  |  | Unk_Unknown_GRR | 0 | 1 | 0 | 0 | Yes | Yes
Non-Lead | 14 COTTAGE ST | Newport | Vermont | 5855 | 435-136-16250 |  |  | 44.9324 | -72.2121 | 4 |  | Unknown | Unknown | Copper | 08/08/2006 | 0.75 | Water System/Municipal Records | HDPE |  | 0.75 | Visual Inspection - Water System | Single Family Residence | No |  | PEX |  |  | Non_Unknown_Non | 0 | 0 | 0 | 1 | Yes | No
Unknown | 142 COTTAGE ST | Newport | Vermont | 5855 | 435-136-15093 |  |  | 44.9313 | -72.2124 | 4 |  | Yes | Unknown | Unknown | 1922 | 0.5 | Unknown Material – No Source | Copper |  | 0.75 | Visual Inspection - Water System | Single Family Residence | No |  | Copper |  |  | Unk_Unknown_Non | 0 | 0 | 1 | 0 | Yes | No
Unknown | 28 COTTAGE ST | Newport | Vermont | 5855 | 435-136-14255 |  |  | 44.9323 | -72.2119 | 4 |  | Unknown | Unknown | Copper |  | 0.75 | Water System/Municipal Records | Unknown |  |  | Unknown Material – No Source |  | No |  |  |  |  | Non_Unknown_Unk | 0 | 0 | 1 | 0 | Yes | No
Non-Lead | 29 COTTAGE ST | Newport | Vermont | 5855 | 435-136-15283 |  |  | 44.9323 | -72.2116 |  |  | Unknown | Unknown | Copper | 08/08/2006 | 0.5 | Water System/Municipal Records | Copper |  | 0.5 | Visual Inspection - Water System | Multi-family residence | No |  | Copper |  |  | Non_Unknown_Non | 0 | 0 | 0 | 1 | Yes | No
Non-Lead | 38 COTTAGE ST | Newport | Vermont | 5855 | 435-136-15852 |  |  | 44.9321 | -72.2118 |  |  | Unknown | Unknown | Copper | 08/08/2006 | 0.75 | Water System/Municipal Records | Copper |  | 0.5 | Visual Inspection - Water System | Multi-family residence | No |  |  |  |  | Non_Unknown_Non | 0 | 0 | 0 | 1 | Yes | No
Unknown | 48 COTTAGE ST | Newport | Vermont | 5855 | 435-136-14255 |  |  | 44.932 | -72.2118 | 4 |  | Unknown | Unknown | Other | 08/08/2006 |  | Water System/Municipal Records | Unknown |  |  | Unknown Material – No Source |  | No |  |  |  |  | Non_Unknown_Unk | 0 | 0 | 1 | 0 | Yes | No
Non-Lead | 55 COTTAGE ST | Newport | Vermont | 5855 | 435-136-16081 |  |  | 44.9321 | -72.2115 | 4 |  | Unknown | Unknown | Copper | 08/07/2006 |  | Water System/Municipal Records | Copper |  | 0.75 | Visual Inspection - Water System | Multi-family residence | No |  |  |  |  | Non_Unknown_Non | 0 | 0 | 0 | 1 | Yes | No
GRR | 63 COTTAGE ST | Newport | Vermont | 5855 | 435-136-14859 |  |  | 44.9321 | -72.2114 | 4 |  | Unknown | Unknown | Copper | 08/08/2006 | 0.75 | Water System/Municipal Records | Galvanized Iron/Steel |  | 0.75 | Visual Inspection - Water System | Single Family Residence | No |  | Copper |  |  | Non_Unknown_GRR | 0 | 1 | 0 | 0 | Yes | Yes
Unknown | 68 COTTAGE ST | Newport | Vermont | 5855 | 435-136-14612 |  |  | 44.9317 | -72.2117 | 4 |  | Unknown | Unknown | Other | 08/10/2006 |  | Water System/Municipal Records | Unknown |  |  | Unknown Material – No Source | Single Family Residence | Yes |  |  |  |  | Non_Unknown_Unk | 0 | 0 | 1 | 0 | Yes | No
Unknown | 83 COTTAGE ST | Newport | Vermont | 5855 | 435-136-15291 |  |  | 44.9315 | -72.2117 | 4 |  | Unknown | Unknown | Copper | 08/09/2006 | 0.5 | Water System/Municipal Records | Unknown |  |  | Unknown Material – No Source |  | No |  |  |  |  | Non_Unknown_Unk | 0 | 0 | 1 | 0 | Yes | No
GRR | 9 COTTAGE ST | Newport | Vermont | 5855 | 435-136-15122 |  |  | 44.9326 | -72.2118 |  |  | No | Unknown | Copper | 05/02/1992 | 0.5 | Water System/Municipal Records | Galvanized Iron/Steel |  | 0.75 | Visual Inspection - Water System | Multi-family residence | No |  | Galvanized Iron/Steel |  |  | Non_Unknown_GRR | 0 | 1 | 0 | 0 | Yes | Yes
Non-Lead | 15 COVE RD | Newport | Vermont | 5855 | 435-136-16259 |  |  | 44.9539 | -72.2037 |  |  | No | Unknown | Copper | 5/6/1999 | 0.75 | Water System/Municipal Records | Copper |  | 0.5 | Visual Inspection - Water System | Single Family Residence | No |  | Copper |  |  | Non_Unknown_Non | 0 | 0 | 0 | 1 | Yes | No
Unknown | 35 COVE RD | Newport | Vermont | 5855 | 435-136-14400 |  |  | 44.9538 | -72.2041 |  |  | Unknown | Unknown | Unknown |  |  | Unknown Material – No Source | Unknown |  |  | Unknown Material – No Source |  | No |  |  |  |  | Unk_Unknown_Unk | 0 | 0 | 1 | 0 | Yes | No
Unknown | 81 COVE RD | Newport | Vermont | 5855 | 435-136-15310 |  |  | 44.954 | -72.2049 |  |  | Unknown | Unknown | Unknown |  |  | Unknown Material – No Source | HDPE |  | 1 | Visual Inspection - Water System | Single Family Residence | No |  | PEX |  |  | Unk_Unknown_Non | 0 | 0 | 1 | 0 | Yes | No
Unknown | 103 COVENTRY ST | Newport | Vermont | 5855 | 435-136-14254 |  |  | 44.9349 | -72.2069 |  |  | Unknown | Unknown | Unknown |  |  | Unknown Material – No Source | Unknown |  |  | Unknown Material – No Source |  | No |  |  |  |  | Unk_Unknown_Unk | 0 | 0 | 1 | 0 | Yes | No
Unknown | 1046 COVENTRY ST | Newport | Vermont | 5855 | 435-136-15561 |  |  | 44.9275 | -72.2215 |  |  | Unknown | Unknown | Unknown |  |  | Unknown Material – No Source | Copper |  | 0.5 | Visual Inspection - Water System | Single Family Residence | No |  |  |  |  | Unk_Unknown_Non | 0 | 0 | 1 | 0 | Yes | No
Unknown | 1050 COVENTRY ST | Newport | Vermont | 5855 | 435-136-15560 |  |  | 44.9269 | -72.2216 |  |  | Unknown | Unknown | Unknown |  |  | Unknown Material – No Source | Unknown |  |  | Unknown Material – No Source |  | No |  |  |  |  | Unk_Unknown_Unk | 0 | 0 | 1 | 0 | Yes | No
GRR | 1170 COVENTRY ST | Newport | Vermont | 5855 | 435-136-14979 |  |  | 44.9265 | -72.223 | 4 |  | Unknown | Unknown | Copper |  | 0.75 | Visual Inspection - Water System | Galvanized Iron/Steel |  | 0.75 | Visual Inspection - Water System |  | No |  |  |  |  | Non_Unknown_GRR | 0 | 1 | 0 | 0 | Yes | Yes
Unknown | 1180 COVENTRY ST | Newport | Vermont | 5855 | 435-136-16399 |  |  | 44.9266 | -72.2239 |  |  | Unknown | Unknown | Unknown |  |  | Unknown Material – No Source | Copper |  | 0.75 | Visual Inspection - Water System | Single Family Residence | No |  | Copper |  |  | Unk_Unknown_Non | 0 | 0 | 1 | 0 | Yes | No
Unknown | 1190 COVENTRY ST | Newport | Vermont | 5855 | 435-136-14387 |  |  | 44.9266 | -72.2239 |  |  | Unknown | Unknown | Unknown |  |  | Unknown Material – No Source | Copper |  | 0.75 | Visual Inspection - Water System | Single Family Residence | No |  |  |  |  | Unk_Unknown_Non | 0 | 0 | 1 | 0 | Yes | No
Non-Lead | 1322 COVENTRY ST | Newport | Vermont | 5855 | 435-136-14456 |  |  | 44.9264 | -72.2268 |  |  | Unknown | Unknown | Galvanized Iron/Steel |  | 0.75 | Water System/Municipal Records | Copper |  | 0.75 | Visual Inspection - Water System | Single Family Residence | No |  |  |  |  | GRR_Unknown_Non | 0 | 0 | 0 | 1 | Yes | No
Unknown | 133 COVENTRY ST | Newport | Vermont | 5855 | 435-136-14942 |  |  | 44.9345 | -72.2067 | 6 |  | Unknown | Unknown | Unknown |  |  | Unknown Material – No Source | HDPE |  | 1 | Visual Inspection - Water System | Business/Commercial | No |  | Copper |  |  | Unk_Unknown_Non | 0 | 0 | 1 | 0 | Yes | No
Unknown | 1349 COVENTRY ST | Newport | Vermont | 5855 | 435-136-16124 |  |  | 44.9261 | -72.2268 |  |  | Unknown | Unknown | Unknown | 1965 |  | Unknown Material – No Source | Copper |  | 0.5 | Visual Inspection - Water System | Single Family Residence | No |  |  |  |  | Unk_Unknown_Non | 0 | 0 | 1 | 0 | Yes | No
Unknown | 150 COVENTRY ST | Newport | Vermont | 5855 | 435-136-16090 |  |  | 44.9341 | -72.2071 |  |  | Unknown | Unknown | Unknown |  |  | Unknown Material – No Source | Copper |  | 0.5 | Visual Inspection - Water System | Business/Commercial | No |  |  |  |  | Unk_Unknown_Non | 0 | 0 | 1 | 0 | Yes | No
Unknown | 153 COVENTRY ST (NORTH BUILDING) | Newport | Vermont | 5855 | 435-136-15415 |  |  | 44.9342 | -72.2066 |  |  | Unknown | Unknown | Unknown | 1984 |  | Unknown Material – No Source | Copper |  | 0.75 | Visual Inspection - Water System | Business/Commercial | No |  | Copper |  |  | Unk_Unknown_Non | 0 | 0 | 1 | 0 | Yes | No
Unknown | 153 COVENTRY ST (SOUTH BUILDING) | Newport | Vermont | 5855 | 435-136-15415 |  |  | 44.934 | -72.2066 |  |  | Unknown | Unknown | Unknown | 1984 |  | Unknown Material – No Source | Copper |  | 0.5 | Visual Inspection - Water System | Business/Commercial | No |  | Copper |  |  | Unk_Unknown_Non | 0 | 0 | 1 | 0 | Yes | No
Non-Lead | 199 COVENTRY ST (S BAY SUPPLY) | Newport | Vermont | 5855 | 435-136-14938 |  |  | 44.9333 | -72.2069 | 8 | Other | No | Unknown | Copper | 10/09/1973 | 0.75 | Water System/Municipal Records | Copper |  | 0.75 | Visual Inspection - Water System | Business/Commercial | No |  |  |  |  | Non_Unknown_Non | 0 | 0 | 0 | 1 | Yes | No
Non-Lead | 233 COVENTRY ST | Newport | Vermont | 5855 | 435-136-14389 |  |  | 44.9333 | -72.2076 | 8 | Ductile Iron | Unknown | Unknown | Copper | 1984 |  | Water System/Municipal Records | Copper |  | 0.75 | Visual Inspection - Water System | Business/Commercial | No |  |  |  |  | Non_Unknown_Non | 0 | 0 | 0 | 1 | Yes | No
Non-Lead | 245 COVENTRY ST | Newport | Vermont | 5855 | 435-136-16041 |  |  | 44.9331 | -72.2078 |  |  | Unknown | Unknown | Copper |  | 0.75 | Water System/Municipal Records | Copper |  | 0.75 | Visual Inspection - Water System | Multi-family residence | No |  |  |  |  | Non_Unknown_Non | 0 | 0 | 0 | 1 | Yes | No
Non-Lead | 261 COVENTRY ST | Newport | Vermont | 5855 | 435-136-15373 |  |  | 44.9329 | -72.208 |  |  | Unknown | Unknown | Copper |  |  | Water System/Municipal Records | Copper |  | 0.75 | Visual Inspection - Water System | Business/Commercial | No |  |  |  |  | Non_Unknown_Non | 0 | 0 | 0 | 1 | Yes | No
Unknown | 294 COVENTRY ST | Newport | Vermont | 5855 | 435-136-14464 |  |  | 44.9328 | -72.2089 |  |  | Unknown | Unknown | Copper |  | 0.75 | Water System/Municipal Records | Unknown |  |  | Unknown Material – No Source |  | No |  |  |  |  | Non_Unknown_Unk | 0 | 0 | 1 | 0 | Yes | No
Unknown | 38 COVENTRY ST | Newport | Vermont | 5855 | 435-136-15054 |  |  | 44.9356 | -72.2079 |  |  | Unknown | Unknown | Unknown |  |  | Unknown Material – No Source | Copper |  | 1 | Visual Inspection - Water System | Business/Commercial | No |  |  |  |  | Unk_Unknown_Non | 0 | 0 | 1 | 0 | Yes | No
Non-Lead | 428 COVENTRY ST | Newport | Vermont | 5855 | 435-136-14372 |  |  | 44.9314 | -72.2108 | 10 |  | Unknown | Unknown | Other | 08/15/2006 | 1 | Water System/Municipal Records | Copper |  | 0.75 | Visual Inspection - Water System | Single Family Residence | No |  | PEX |  |  | Non_Unknown_Non | 0 | 0 | 0 | 1 | Yes | No
Non-Lead | 48 COVENTRY ST | Newport | Vermont | 5855 | 435-136-15052 |  |  | 44.9354 | -72.2084 |  |  | Unknown | Unknown | Other | 2017 | 2 | Water System/Municipal Records | HDPE |  | 2 | Visual Inspection - Water System | Business/Commercial | No |  | Copper |  |  | Non_Unknown_Non | 0 | 0 | 0 | 1 | Yes | No
Non-Lead | 54 COVENTRY ST | Newport | Vermont | 5855 | 435-136-15052 |  |  | 44.9354 | -72.2079 | 6 | Ductile Iron | No | Unknown | Other |  | Unknown | Other - Source Reported in Summary | Other |  | 6 | Visual Inspection - Water System | Business/Commercial | No |  |  |  |  | Non_Unknown_Non | 0 | 0 | 0 | 1 | Yes | No
Non-Lead | 54 COVENTRY ST (NORTH BUILDING) | Newport | Vermont | 5855 | 435-136-15052 |  |  | 44.9354 | -72.2079 | 6 | Ductile Iron | No | Unknown | Other |  | Unknown | Other - Source Reported in Summary | Other |  | 6 | Visual Inspection - Water System | Business/Commercial | No |  |  |  |  | Non_Unknown_Non | 0 | 0 | 0 | 1 | Yes | No
Non-Lead | 549 COVENTRY ST | Newport | Vermont | 5855 | 435-136-14476 |  |  | 44.93 |  | 10 | Ductile Iron | No | Unknown | Copper | 05/25/2005 |  | Water System/Municipal Records | Copper |  | 0.75 | Visual Inspection - Water System | Single Family Residence | No |  | Copper |  |  | Non_Unknown_Non | 0 | 0 | 0 | 1 | Yes | No
Unknown | 59 COVENTRY ST | Newport | Vermont | 5855 | 435-136-16165 |  |  | 44.9357 | -72.2072 | 6 |  | Unknown | Unknown | Unknown | 8/11/1965 |  | Unknown Material – No Source | Copper |  | 2 | Visual Inspection - Water System | Business/Commercial | No |  |  |  |  | Unk_Unknown_Non | 0 | 0 | 1 | 0 | Yes | No
Unknown | 79 COVENTRY ST | Newport | Vermont | 5855 | 435-136-15384 |  |  | 44.9352 | -72.2069 |  |  | Unknown | Unknown | Unknown |  |  | Unknown Material – No Source | Copper |  | 0.75 | Visual Inspection - Water System | Business/Commercial | No |  |  |  |  | Unk_Unknown_Non | 0 | 0 | 1 | 0 | Yes | No
Non-Lead | 804 COVENTRY ST | Newport | Vermont | 5855 | 435-136-15563 |  |  | 44.929 | -72.2167 | Other | Ductile Iron | No | No | Copper | 11/19/2021 | 1 | Water System Maps/Drawings | Other | 2021 | 0.75 | Local Codes/Regulations | Business/Commercial | No |  |  |  |  | Non_No_Non | 0 | 0 | 0 | 1 | Yes | No
Non-Lead | 806 COVENTRY ST | Newport | Vermont | 5855 | 435-136-15562 |  |  | 44.9285 | -72.2178 | Other | Ductile Iron | No | No | Copper | 11/18/2021 | 1 | Water System Maps/Drawings | HDPE | 2021 | 0.75 | Local Codes/Regulations | Business/Commercial | No |  |  |  |  | Non_No_Non | 0 | 0 | 0 | 1 | Yes | No
Unknown | 949 COVENTRY ST | Newport | Vermont | 5855 | 435-136-15753 |  |  | 44.9276 | -72.2198 | Other | Ductile Iron | No | Unknown | Copper | 06/20/2007 | 0.75 | Water System/Municipal Records | Unknown |  |  | Unknown Material – No Source |  | No |  |  |  |  | Non_Unknown_Unk | 0 | 0 | 1 | 0 | Yes | No
Non-Lead | 117 CROSS ST | Newport | Vermont | 5855 | 435-136-15357 |  |  | 44.9369 | -72.2202 |  |  | Unknown | Unknown | Copper |  | 0.5 | Water System/Municipal Records | Copper |  | 0.5 | Visual Inspection - Water System | Multi-family residence | No |  |  |  |  | Non_Unknown_Non | 0 | 0 | 0 | 1 | Yes | No
Non-Lead | 122 CROSS ST | Newport | Vermont | 5855 | 435-136-14886 |  |  | 44.9367 | -72.2198 |  |  | Unknown | Unknown | Copper | 07/07/1994 | 0.5 | Water System/Municipal Records | Copper |  | 0.75 | Visual Inspection - Water System | Single Family Residence | No |  |  |  |  | Non_Unknown_Non | 0 | 0 | 0 | 1 | Yes | No
Unknown | 24 CROSS ST | Newport | Vermont | 5855 | 435-136-15435 |  |  | 44.9342 | -72.2127 | 4 |  | Unknown | Unknown | Unknown | 5/25/1929 | 0.75 | Unknown Material – No Source | Copper |  | 0.75 | Visual Inspection - Water System | Single Family Residence | No |  | PEX |  |  | Unk_Unknown_Non | 0 | 0 | 1 | 0 | Yes | No
Unknown | 29 CROSS ST | Newport | Vermont | 5855 | 435-136-15090 |  |  | 44.9358 | -72.221 | 8 | Other | Unknown | Unknown | Copper | 10/31/1991 | 0.5 | Water System/Municipal Records | Unknown |  |  | Unknown Material – No Source |  | No |  |  |  |  | Non_Unknown_Unk | 0 | 0 | 1 | 0 | Yes | No
GRR | 36 CROSS ST | Newport | Vermont | 5855 | 435-136-15343 |  |  |  |  | 6 |  | Unknown | Unknown | Unknown | 1969 |  | Unknown Material – No Source | Galvanized Iron/Steel |  |  | Other |  | No |  |  |  |  | Unk_Unknown_GRR | 0 | 1 | 0 | 0 | Yes | Yes
Unknown | 43 CROSS ST | Newport | Vermont | 5855 | 435-136-14501 |  |  | 44.9359 | -72.2208 | 4 |  | Unknown | Unknown | Unknown | 12/11/1959 | 0.5 | Unknown Material – No Source | Copper |  | 0.5 | Visual Inspection - Water System | Single Family Residence | No |  |  |  |  | Unk_Unknown_Non | 0 | 0 | 1 | 0 | Yes | No
Unknown | 53 CROSS ST | Newport | Vermont | 5855 | 435-136-14899 |  |  |  |  | 4 |  | Unknown | Unknown | Unknown | 1959 |  | Unknown Material – No Source | Unknown |  |  | Unknown Material – No Source |  | No |  |  |  |  | Unk_Unknown_Unk | 0 | 0 | 1 | 0 | Yes | No
Unknown | 54 CROSS ST | Newport | Vermont | 5855 | 435-136-14394 | [6 empty] | Unknown | Unknown | Unknown | 06/08/1972 |  | Unknown Material – No Source | Unknown |  |  | Unknown Material – No Source |  | No |  |  |  |  | Unk_Unknown_Unk | 0 | 0 | 1 | 0 | Yes | No
GRR | 76 CROSS ST | Newport | Vermont | 5855 | 435-136-15861 |  |  | 44.9361 | -72.2202 |  |  | Unknown | Unknown | Copper | 09/12/2006 | 0.75 | Water System/Municipal Records | Galvanized Iron/Steel |  | 0.75 | Visual Inspection - Water System | Single Family Residence | No |  |  |  |  | Non_Unknown_GRR | 0 | 1 | 0 | 0 | Yes | Yes
Unknown | 89 CROSS ST | Newport | Vermont | 5855 | 435-136-14668 | [6 empty] | Unknown | Unknown | Unknown | 1955 |  | Unknown Material – No Source | Unknown |  |  | Unknown Material – No Source |  | No |  |  |  |  | Unk_Unknown_Unk | 0 | 0 | 1 | 0 | Yes | No
Unknown | 94 CROSS ST | Newport | Vermont | 5855 | 435-136-15761 | [6 empty] | Unknown | Unknown | Unknown | 1955 |  | Unknown Material – No Source | Copper |  | 0.5 | Visual Inspection - Water System | Single Family Residence | No |  |  |  |  | Unk_Unknown_Non | 0 | 0 | 1 | 0 | Yes | No
Unknown | 96 CROSS ST | Newport | Vermont | 5855 | 435-136-15375 |  |  |  |  | 4 |  | Unknown | Unknown | Unknown | 1959 |  | Unknown Material – No Source | Unknown |  |  | Unknown Material – No Source |  | No |  |  |  |  | Unk_Unknown_Unk | 0 | 0 | 1 | 0 | Yes | No
Non-Lead | 35 DROWN ST | Newport | Vermont | 5855 | 435-136-15455 |  |  | 44.946 | -72.2327 | 2 | Other | Unknown | Unknown | Other | 2003 |  | Water System/Municipal Records | HDPE |  | 1 | Visual Inspection - Water System | Single Family Residence | No |  | Copper |  |  | Non_Unknown_Non | 0 | 0 | 0 | 1 | Yes | No
GRR | 108 DUCHESS AVE | Newport | Vermont | 5855 | 435-136-14760 |  |  | 44.9457 | -72.2052 | 10 |  | No | Unknown | Copper | 8/19/1997 | 0.75 | Water System/Municipal Records | Galvanized Iron/Steel |  | 0.75 | Visual Inspection - Water System | Single Family Residence | No |  | Copper |  |  | Non_Unknown_GRR | 0 | 1 | 0 | 0 | Yes | Yes
Non-Lead | 109 DUCHESS AVE | Newport | Vermont | 5855 | 435-136-14771 |  |  | 44.9452 | -72.2052 | 10 |  | No | Unknown | Copper | 8/19/1997 | 0.5 | Water System/Municipal Records | Copper |  | 0.5 | Visual Inspection - Water System | Single Family Residence | No |  |  |  |  | Non_Unknown_Non | 0 | 0 | 0 | 1 | Yes | No
GRR | 12 DUCHESS AVE | Newport | Vermont | 5855 | 435-136-15383 |  |  | 44.9456 | -72.2032 | 10 |  | No | Unknown | Copper | 8/21/1997 | 0.75 | Water System/Municipal Records | Galvanized Iron/Steel |  | 0.75 | Visual Inspection - Water System | Single Family Residence | No |  | Copper |  |  | Non_Unknown_GRR | 0 | 1 | 0 | 0 | Yes | Yes
Non-Lead | 121 DUCHESS AVE | Newport | Vermont | 5855 | 435-136-15653 |  |  | 44.9452 | -72.2059 | 4 | Ductile Iron | No | Unknown | Other | 2013 |  | Water System/Municipal Records | Other |  | 4 | Visual Inspection - Water System | Business/Commercial | No |  | Copper | PEX |  | Non_Unknown_Non | 0 | 0 | 0 | 1 | Yes | No
Non-Lead | 155 DUCHESS AVE | Newport | Vermont | 5855 | 435-136-15653 |  |  | 44.9454 | -72.2063 | 4 |  | No | Unknown | Copper | 8/5/1997 | 0.75 | Water System/Municipal Records | Copper |  | 0.75 | Visual Inspection - Water System | Single Family Residence | No |  | Copper | PEX |  | Non_Unknown_Non | 0 | 0 | 0 | 1 | Yes | No
GRR | 20 DUCHESS AVE | Newport | Vermont | 5855 | 435-136-15832 |  |  | 44.9456 | -72.2034 | 10 |  | No | Unknown | Copper | 8/21/1997 | 0.75 | Water System/Municipal Records | Galvanized Iron/Steel |  | 0.75 | Visual Inspection - Water System | Single Family Residence | No |  | Galvanized Iron/Steel |  |  | Non_Unknown_GRR | 0 | 1 | 0 | 0 | Yes | Yes
Non-Lead | 45 DUCHESS AVE | Newport | Vermont | 5855 | 435-136-14730 |  |  | 44.9453 | -72.2042 | 10 |  | No | Unknown | Copper | 8/12/1997 | 0.75 | Water System/Municipal Records | Copper |  | 0.75 | Visual Inspection - Water System | Single Family Residence | No |  |  |  |  | Non_Unknown_Non | 0 | 0 | 0 | 1 | Yes | No
Non-Lead | 46 DUCHESS AVE | Newport | Vermont | 5855 | 435-136-15148 |  |  | 44.9457 | -72.2039 | 10 |  | No | Unknown | Copper | 8/21/1997 | 0.5 | Water System/Municipal Records | Copper |  | 0.75 | Visual Inspection - Water System | Single Family Residence | No |  |  |  |  | Non_Unknown_Non | 0 | 0 | 0 | 1 | Yes | No
Non-Lead | 70 DUCHESS AVE | Newport | Vermont | 5855 | 435-136-15787 |  |  | 44.9456 | -72.2044 | 10 |  | No | Unknown | Copper | 8/12/1997 | 0.75 | Water System/Municipal Records | Copper |  | 0.75 | Visual Inspection - Water System | Single Family Residence | No |  | Copper | PEX |  | Non_Unknown_Non | 0 | 0 | 0 | 1 | Yes | No
Non-Lead | 82 DUCHESS AVE | Newport | Vermont | 5855 | 435-136-15831 |  |  | 44.9456 | -72.2047 | 10 |  | No | Unknown | Copper | 8/20/1997 | 0.75 | Water System/Municipal Records | Copper |  | 0.75 | Visual Inspection - Water System | Single Family Residence | No |  | Copper |  |  | Non_Unknown_Non | 0 | 0 | 0 | 1 | Yes | No
GRR | 40 EAGLE NEST DR | Newport | Vermont | 5855 | 435-136-14830 |  |  | 44.9426 | -72.2026 |  |  | Unknown | Unknown | Other | 1997 |  | Water System/Municipal Records | Galvanized Iron/Steel |  | 0.75 | Visual Inspection - Water System | Multi-family residence | No |  |  |  |  | Non_Unknown_GRR | 0 | 1 | 0 | 0 | Yes | Yes
Non-Lead | 42 EAGLE NEST DR | Newport | Vermont | 5855 | 435-136-14831 |  |  | 44.9424 | -72.2026 |  |  | Unknown | Unknown | Copper | 06/02/1997 | 1 | Water System/Municipal Records | HDPE |  | 1 | Visual Inspection - Water System | Business/Commercial | No |  |  |  |  | Non_Unknown_Non | 0 | 0 | 0 | 1 | Yes | No
Unknown | 56 EAGLE NEST DR | Newport | Vermont | 5855 | 435-136-14830 |  |  | 44.9425 | -72.2023 |  |  | Unknown | Unknown | Unknown |  |  | Unknown Material – No Source | Unknown |  |  | Unknown Material – No Source |  | No |  |  |  |  | Unk_Unknown_Unk | 0 | 0 | 1 | 0 | Yes | No
Unknown | 68 EAGLE NEST DR | Newport | Vermont | 5855 | 435-136-14973 |  |  | 44.9424 | -72.2019 | Other |  | Unknown | Unknown | Copper | 06/02/1997 | 1 | Water System/Municipal Records | Unknown |  |  | Unknown Material – No Source |  | No |  |  |  |  | Non_Unknown_Unk | 0 | 0 | 1 | 0 | Yes | No
GRR | 100 EAST MAIN ST | Newport | Vermont | 5855 | 435-136-14829 |  |  | 44.9427 | -72.2019 | Other |  | No | Unknown | Copper | 9/24/1996 | 0.5 | Water System/Municipal Records | Galvanized Iron/Steel |  | 1 | Visual Inspection - Water System | Business/Commercial | No |  |  |  |  | Non_Unknown_GRR | 0 | 1 | 0 | 0 | Yes | Yes
Non-Lead | 112 EAST MAIN ST | Newport | Vermont | 5855 | 435-136-14970 |  |  | 44.9425 | -72.2013 | Other |  | No | Unknown | Copper | 6/2/1997 | 2 | Water System/Municipal Records | Copper |  | 0.75 | Visual Inspection - Water System | Multi-family residence | No |  |  |  |  | Non_Unknown_Non | 0 | 0 | 0 | 1 | Yes | No
GRR | 1197 EAST MAIN ST | Newport | Vermont | 5855 | 435-136-15436 |  |  | 44.9461 | -72.1826 | 4 |  | Unknown | Unknown | Unknown | 10/21/1958 | 0.75 | Unknown Material – No Source | Galvanized Iron/Steel |  | 0.75 | Visual Inspection - Water System | Single Family Residence | No |  |  |  |  | Unk_Unknown_GRR | 0 | 1 | 0 | 0 | Yes | Yes
Non-Lead | 124EAST MAIN ST | Newport | Vermont | 5855 | 435-136-15748 |  |  | 44.9428 | -72.2015 | Other |  | Unknown | Unknown | Other | 5/28/1997 |  | Water System/Municipal Records | Copper |  | 0.75 | Visual Inspection - Water System | Business/Commercial | No |  |  |  |  | Non_Unknown_Non | 0 | 0 | 0 | 1 | Yes | No
Unknown | 1257 EAST MAIN ST | Newport | Vermont | 5855 | 435-136-14906 |  |  | 44.9468 | -72.1805 | 4 |  | Unknown | Unknown | Unknown | 12/8/1987 |  | Unknown Material – No Source | Copper |  | 1 | Visual Inspection - Water System | Business/Commercial | No |  |  |  |  | Unk_Unknown_Non | 0 | 0 | 1 | 0 | Yes | No
Unknown | 1294 EAST MAIN ST | Newport | Vermont | 5855 | 435-136-15266 |  |  | 44.946 | -72.1803 | 4 |  | Unknown | Unknown | Unknown | 5/7/1981 |  | Unknown Material – No Source | Copper |  | 1 | Visual Inspection - Water System | Business/Commercial | No |  |  |  |  | Unk_Unknown_Non | 0 | 0 | 1 | 0 | Yes | No
GRR | 1352 EAST MAIN ST | Newport | Vermont | 5855 | 435-136-15552 |  |  | 44.9459 | -72.1794 | Other | Other | No | Unknown | PVC | 2018 | 6 | Water System/Municipal Records | Galvanized Iron/Steel |  | 1 | Visual Inspection - Water System | Business/Commercial | No |  |  |  |  | Non_Unknown_GRR | 0 | 1 | 0 | 0 | Yes | Yes
Non-Lead | 1376 EAST MAIN ST | Newport | Vermont | 5855 | 435-136-15821 |  |  | 44.9459 | -72.178 | 4 |  | No | Unknown | Copper | 11/25/1987 | 1.5 | Water System/Municipal Records | Copper |  | 1 | Visual Inspection - Water System | Business/Commercial | No |  |  |  |  | Non_Unknown_Non | 0 | 0 | 0 | 1 | Yes | No
Unknown | 1456 EAST MAIN ST -(TRAILER) | Newport | Vermont | 5855 | 435-136-14495 |  |  | 44.9462 | -72.1767 |  |  | Unknown | Unknown | Unknown |  |  | Unknown Material – No Source | HDPE |  | 1 | Visual Inspection - Water System | Single Family Residence | No |  | Copper |  |  | Unk_Unknown_Non | 0 | 0 | 1 | 0 | Yes | No
Non-Lead | 1474 EAST MAIN ST - NC FED | Newport | Vermont | 5855 | 435-136-14460 |  |  | 44.9467 | -72.1757 |  |  | Unknown | Unknown | Other | 2012 |  | Water System/Municipal Records | HDPE |  | 0.75 | Visual Inspection - Water System | Business/Commercial | No |  | HDPE | Copper |  | Non_Unknown_Non | 0 | 0 | 0 | 1 | Yes | No
Non-Lead | 154 EAST MAIN ST | Newport | Vermont | 5855 | 435-136-15965 |  |  | 44.9427 | -72.2008 |  |  | Unknown | Unknown | Other | 1997 |  | Water System/Municipal Records | PEX |  | 0.75 | Visual Inspection - Water System | Business/Commercial | No |  |  |  |  | Non_Unknown_Non | 0 | 0 | 0 | 1 | Yes | No
Non-Lead | 159 EAST MAIN ST | Newport | Vermont | 5855 | 435-136-15599 |  |  | 44.9432 | -72.2008 | Other |  | No | Unknown | Copper | 5/27/1997 | 0.75 | Water System/Municipal Records | Copper |  | 0.75 | Visual Inspection - Water System | Business/Commercial | No |  | PEX |  |  | Non_Unknown_Non | 0 | 0 | 0 | 1 | Yes | No
Non-Lead | 1724 EAST MAIN ST | Newport | Vermont | 5855 | 435-136-14832 |  |  | 44.9476 | -72.1714 | Other |  | No | Unknown | Other | 06/16/2000 |  | Water System/Municipal Records | Copper |  | 1 | Visual Inspection - Water System | Business/Commercial | No |  |  |  |  | Non_Unknown_Non | 0 | 0 | 0 | 1 | Yes | No
Non-Lead | 189 EAST MAIN ST | Newport | Vermont | 5855 | 435-136-14272 |  |  | 44.9434 | -72.2002 | Other |  | No | Unknown | Copper | 5/26/1997 | 1 | Water System/Municipal Records | Copper |  | 0.75 | Visual Inspection - Water System | Business/Commercial | No |  |  |  |  | Non_Unknown_Non | 0 | 0 | 0 | 1 | Yes | No
GRR | 192 EAST MAIN ST | Newport | Vermont | 5855 | 435-136-14828 |  |  | 44.9427 | -72.1999 |  |  | Unknown | Unknown | Other | 1997 |  | Water System/Municipal Records | Galvanized Iron/Steel |  | 1 | Visual Inspection - Water System | Other/Vacant | No |  |  |  |  | Non_Unknown_GRR | 0 | 1 | 0 | 0 | Yes | Yes
GRR | 198 EAST MAIN ST | Newport | Vermont | 5855 | 435-136-14847 |  |  | 44.9431 | -72.1998 | Other |  | No | Unknown | Copper | 5/27/1997 | 2 | Water System/Municipal Records | Galvanized Iron/Steel |  | 2 | Visual Inspection - Water System | Business/Commercial | No |  |  |  |  | Non_Unknown_GRR | 0 | 1 | 0 | 0 | Yes | Yes
GRR | 210 EAST MAIN ST | Newport | Vermont | 5855 | 435-136-15437 |  |  | 44.9425 | -72.1995 |  |  | Unknown | Unknown | Other | 1997 |  | Water System/Municipal Records | Galvanized Iron/Steel |  | 0.75 | Water System/Municipal Records | Business/Commercial | No |  |  |  |  | Non_Unknown_GRR | 0 | 1 | 0 | 0 | Yes | Yes
Non-Lead | 218 EAST MAIN ST | Newport | Vermont | 5855 | 435-136-14351 |  |  | 44.9429 | -72.1994 | Other |  | No | Unknown | Copper | 5/22/1997 | 0.5 | Water System/Municipal Records | PEX |  | 1 | Visual Inspection - Water System | Business/Commercial | No |  |  |  |  | Non_Unknown_Non | 0 | 0 | 0 | 1 | Yes | No
Non-Lead | 227 EAST MAIN ST | Newport | Vermont | 5855 | 435-136-15529 |  |  | 44.9434 | -72.1993 | Other |  | Unknown | Unknown | Other | 5/22/1997 |  | Water System/Municipal Records | HDPE |  | 0.75 | Visual Inspection - Water System | Single Family Residence | No |  |  |  |  | Non_Unknown_Non | 0 | 0 | 0 | 1 | Yes | No
Non-Lead | 23 EAST MAIN ST | Newport | Vermont | 5855 | 435-136-15430 |  |  | 44.9432 | -72.2036 | Other |  | No | No | Copper | 2025 | 1 | Water System/Municipal Records | Polyethylene (PE) | 2025 | 1 | Visual Inspection - Water System | Multi-family residence | No |  | Copper | PEX |  | Non_No_Non | 0 | 0 | 0 | 1 | Yes | No
Non-Lead | 251 EAST MAIN ST | Newport | Vermont | 5855 | 435-136-16024 |  |  | 44.9432 | -72.1989 | Other |  | Unknown | Unknown | Other | 05/23/1997 | 1 | Water System/Municipal Records | Copper |  |  | Visual Inspection - Water System | Multi-family residence | No |  |  |  |  | Non_Unknown_Non | 0 | 0 | 0 | 1 | Yes | No
Non-Lead | 279 EAST MAIN ST | Newport | Vermont | 5855 | 435-136-15410 |  |  | 44.9433 | -72.1983 | Other |  | No | Unknown | Copper | 5/21/1997 | 1 | Water System/Municipal Records | Copper |  | 0.5 | Visual Inspection - Water System | Multi-family residence | No |  |  |  |  | Non_Unknown_Non | 0 | 0 | 0 | 1 | Yes | No
Non-Lead | 287 EAST MAIN ST | Newport | Vermont | 5855 | 435-136-15997 |  |  | 44.9434 | -72.1981 | Other |  | Unknown | Unknown | Other | 5/20/1997 |  | Water System/Municipal Records | Copper |  | 0.75 | Visual Inspection - Water System | Multi-family residence | No |  |  |  |  | Non_Unknown_Non | 0 | 0 | 0 | 1 | Yes | No
Non-Lead | 299 EAST MAIN ST - (BRANCH) | Newport | Vermont | 5855 | 435-136-15710 |  |  | 44.9434 | -72.1979 | Other |  | Unknown | Unknown | Other | 1997 |  | Water System/Municipal Records | Copper |  | 0.75 | Water System/Municipal Records | Business/Commercial | No |  |  |  |  | Non_Unknown_Non | 0 | 0 | 0 | 1 | Yes | No
GRR | 306 EAST MAIN ST - (NORTH LINE) | Newport | Vermont | 5855 | 435-136-15582 |  |  | 44.943 | -72.1976 | Other |  | Unknown | Unknown | Other | 1997 |  | Water System/Municipal Records | Galvanized Iron/Steel |  | 0.75 | Visual Inspection - Water System | Business/Commercial | No |  |  |  |  | Non_Unknown_GRR | 0 | 1 | 0 | 0 | Yes | Yes
GRR | 306 EAST MAIN ST - (SOUTH LINE) | Newport | Vermont | 5855 | 435-136-15582 |  |  | 44.943 | -72.1976 | Other |  | Unknown | Unknown | Other | 1997 |  | Water System/Municipal Records | Galvanized Iron/Steel |  | 0.5 | Visual Inspection - Water System | Business/Commercial | No |  |  |  |  | Non_Unknown_GRR | 0 | 1 | 0 | 0 | Yes | Yes
Non-Lead | 322 EAST MAIN ST | Newport | Vermont | 5855 | 435-136-15347 |  |  | 44.943 | -72.1973 |  |  | Unknown | Unknown | Other | 1997 |  | Water System/Municipal Records | Copper |  | 0.75 | Visual Inspection - Water System | Multi-family residence | No |  |  |  |  | Non_Unknown_Non | 0 | 0 | 0 | 1 | Yes | No
Non-Lead | 325 EAST MAIN ST | Newport | Vermont | 5855 | 435-136-16031 |  |  | 44.9434 | -72.1973 | 4 |  | No | Unknown | Copper | 7/24/1995 | 0.5 | Water System/Municipal Records | Copper |  | 0.5 | Visual Inspection - Water System | Single Family Residence | No |  |  |  |  | Non_Unknown_Non | 0 | 0 | 0 | 1 | Yes | No
Unknown | 335 EAST MAIN ST | Newport | Vermont | 5855 | 435-136-15512 |  |  | 44.9434 | -72.1971 |  |  | Unknown | Unknown | Other | 1997 |  | Water System/Municipal Records | Unknown |  |  | Unknown Material – No Source | Multi-family residence | No |  |  |  |  | Non_Unknown_Unk | 0 | 0 | 1 | 0 | Yes | No
Non-Lead | 342 EAST MAIN ST (WEST BUILDING) | Newport | Vermont | 5855 | 435-136-15221 |  |  | 44.9429 | -72.197 | Other |  | No | Unknown | Copper | 5/28/1997 | 0.75 | Water System/Municipal Records | Copper |  | 0.75 | Visual Inspection - Water System | Multi-family residence | No |  | Copper |  |  | Non_Unknown_Non | 0 | 0 | 0 | 1 | Yes | No
Non-Lead | 342 EAST MAIN ST (EAST BUILDING) | Newport | Vermont | 5855 | 435-136-15221 |  |  | 44.9429 | -72.197 | Other |  | No | Unknown | Copper | 5/28/1997 | 0.75 | Water System/Municipal Records | Copper |  | 0.5 | Visual Inspection - Water System | Business/Commercial | No |  | Copper |  |  | Non_Unknown_Non | 0 | 0 | 0 | 1 | Yes | No
Non-Lead | 349 EAST MAIN ST | Newport | Vermont | 5855 | 435-136-14350 |  |  | 44.9435 | -72.1969 | Other |  | Unknown | Unknown | Other | 1997 |  | Water System/Municipal Records | Copper |  | 0.75 | Visual Inspection - Water System | Business/Commercial | No |  | PEX |  |  | Non_Unknown_Non | 0 | 0 | 0 | 1 | Yes | No
Non-Lead | 375 EAST MAIN ST | Newport | Vermont | 5855 | 435-136-15121 |  |  | 44.9434 | -72.1963 | Other |  | Unknown | Unknown | Other | 2005 |  | Water System/Municipal Records | Copper |  | 0.75 | Visual Inspection - Water System | Business/Commercial | No |  | PEX |  |  | Non_Unknown_Non | 0 | 0 | 0 | 1 | Yes | No
Non-Lead | 378 EAST MAIN ST | Newport | Vermont | 5855 | 435-136-15303 |  |  | 44.9431 | -72.1964 |  |  | Unknown | Unknown | Other | 5/13/1997 |  | Water System/Municipal Records | Copper |  | 0.5 | Visual Inspection - Water System | Business/Commercial | No |  | Copper |  |  | Non_Unknown_Non | 0 | 0 | 0 | 1 | Yes | No
Unknown | 388 EAST MAIN ST | Newport | Vermont | 5855 | 435-136-16218 |  |  | 44.9428 | -72.1961 | 4 |  | Yes | Unknown | Copper | 06/26/2000 | 1 | Water System/Municipal Records | Unknown |  |  | Unknown Material – No Source |  | No |  |  |  |  | Non_Unknown_Unk | 0 | 0 | 1 | 0 | Yes | No
Non-Lead | 389 EAST MAIN ST | Newport | Vermont | 5855 | 435-136-15914 |  |  | 44.9434 | -72.1959 | Other |  | Unknown | Unknown | Other | 5/13/1997 |  | Water System/Municipal Records | Copper |  | 0.75 | Visual Inspection - Water System | Single Family Residence | No |  | Copper |  |  | Non_Unknown_Non | 0 | 0 | 0 | 1 | Yes | No
Non-Lead | 401 EAST MAIN ST | Newport | Vermont | 5855 | 435-136-14269 |  |  | 44.9435 | -72.1957 |  |  | No | Unknown | Copper | 5/12/1997 | 0.5 | Water System/Municipal Records | Copper |  | 0.75 | Visual Inspection - Water System | Business/Commercial | No |  | PEX |  |  | Non_Unknown_Non | 0 | 0 | 0 | 1 | Yes | No
Non-Lead | 411 EAST MAIN ST | Newport | Vermont | 5855 | 435-136-15077 |  |  | 44.9432 | -72.1955 | Other |  | Unknown | Unknown | Copper | 04/20/1994 | 0.75 | Water System/Municipal Records | Copper |  | 0.75 | Visual Inspection - Water System | Business/Commercial | No |  | Copper |  |  | Non_Unknown_Non | 0 | 0 | 0 | 1 | Yes | No
Unknown | 424 EAST MAIN ST | Newport | Vermont | 5855 | 435-136-15585 | [6 empty] | Unknown | Unknown | Other | 05/08/1997 | 2 | Water System/Municipal Records | Unknown |  |  | Unknown Material – No Source |  | No |  |  |  |  | Non_Unknown_Unk | 0 | 0 | 1 | 0 | Yes | No
GRR | 439 EAST MAIN ST | Newport | Vermont | 5855 | 435-136-15076 |  |  | 44.9437 | -72.195 | Other |  | No | Unknown | Copper | 4/20/1994 | 1 | Water System/Municipal Records | Galvanized Iron/Steel |  | 2 | Visual Inspection - Water System | Business/Commercial | No |  |  |  |  | Non_Unknown_GRR | 0 | 1 | 0 | 0 | Yes | Yes
Non-Lead | 439 EAST MAIN ST (NORTHWEST BUILDING) | Newport | Vermont | 5855 | 435-136-15076 |  |  | 44.9437 | -72.195 | Other |  | No | Unknown | Copper | 08/15/2005 | 1 | Water System/Municipal Records | HDPE |  | 0.5 | Visual Inspection - Water System | Business/Commercial | No |  |  |  |  | Non_Unknown_Non | 0 | 0 | 0 | 1 | Yes | No
GRR | 439 EAST MAIN ST (NORTHEAST BUILDING) | Newport | Vermont | 5855 | 435-136-15076 |  |  | 44.9434 | -72.1956 | Other |  | No | Unknown | Copper | 1997 |  | Water System/Municipal Records | Galvanized Iron/Steel |  | 2 | Visual Inspection - Water System | Business/Commercial | No |  | Copper |  |  | Non_Unknown_GRR | 0 | 1 | 0 | 0 | Yes | Yes
Unknown | 444 EAST MAIN ST | Newport | Vermont | 5855 | 435-136-15585 | [6 empty] | Unknown | Unknown | Other | 1997 |  | Water System/Municipal Records | Unknown |  |  | Unknown Material – No Source |  | No |  |  |  |  | Non_Unknown_Unk | 0 | 0 | 1 | 0 | Yes | No
GRR | 472 EAST MAIN ST | Newport | Vermont | 5855 | 435-136-15133 |  |  | 44.9431 | -72.1943 | Other |  | No | Unknown | Copper |  | 0.75 | Water System/Municipal Records | Galvanized Iron/Steel |  | 0.5 | Visual Inspection - Water System | Business/Commercial | No |  | Copper |  |  | Non_Unknown_GRR | 0 | 1 | 0 | 0 | Yes | Yes
Non-Lead | 477 EAST MAIN ST | Newport | Vermont | 5855 | 435-136-14310 |  |  | 44.9435 | -72.1942 | Other |  | No | Unknown | Copper | 5/6/1997 | 0.5 | Water System/Municipal Records | Copper |  | 0.75 | Visual Inspection - Water System | Business/Commercial | No |  |  |  |  | Non_Unknown_Non | 0 | 0 | 0 | 1 | Yes | No
Non-Lead | 535 EAST MAIN ST | Newport | Vermont | 5855 | 435-136-14684 |  |  | 44.9437 | -72.1933 |  |  | Unknown | Unknown | Other | 2003 |  | Water System/Municipal Records | Copper |  | 1 | Visual Inspection - Water System | Business/Commercial | No |  |  |  |  | Non_Unknown_Non | 0 | 0 | 0 | 1 | Yes | No
Non-Lead | 561 EAST MAIN ST | Newport | Vermont | 5855 | 435-136-15227 |  |  | 44.9436 | -72.1925 | Other |  | No | Unknown | Copper | 4/23/1998 | 0.75 | Water System/Municipal Records | Copper |  | 0.75 | Visual Inspection - Water System | Business/Commercial | No |  |  |  |  | Non_Unknown_Non | 0 | 0 | 0 | 1 | Yes | No
Non-Lead | 573 EAST MAIN ST | Newport | Vermont | 5855 | 435-136-15229 |  |  | 44.9435 | -72.1922 | Other |  | No | Unknown | Copper | 4/23/1998 | 0.75 | Water System/Municipal Records | Copper |  | 0.75 | Visual Inspection - Water System | Single Family Residence | No |  | Copper |  |  | Non_Unknown_Non | 0 | 0 | 0 | 1 | Yes | No
Non-Lead | 578 EAST MAIN ST | Newport | Vermont | 5855 | 435-136-15001 |  |  | 44.9431 | -72.1922 |  |  | Unknown | Unknown | Other | 1998 |  | Water System/Municipal Records | Copper |  | 0.5 | Visual Inspection - Water System | Business/Commercial | No |  |  |  |  | Non_Unknown_Non | 0 | 0 | 0 | 1 | Yes | No
Non-Lead | 589 EAST MAIN ST | Newport | Vermont | 5855 | 435-136-15731 |  |  | 44.9435 | -72.192 | Other |  | No | Unknown | Copper | 4/27/1998 | 0.75 | Water System/Municipal Records | Copper |  | 0.5 | Visual Inspection - Water System | Multi-family residence | No |  | Copper |  |  | Non_Unknown_Non | 0 | 0 | 0 | 1 | Yes | No
Non-Lead | 594 EAST MAIN ST | Newport | Vermont | 5855 | 435-136-14509 |  |  | 44.943 | -72.1919 |  |  | No | Unknown | Copper | 4/24/1998 | 0.75 | Water System/Municipal Records | Copper |  | 0.5 | Visual Inspection - Water System | Single Family Residence | No |  |  |  |  | Non_Unknown_Non | 0 | 0 | 0 | 1 | Yes | No
Non-Lead | 601 EAST MAIN ST | Newport | Vermont | 5855 | 435-136-14528 |  |  | 44.9436 | -72.1917 | Other |  | No | Unknown | Copper | 4/24/1998 | 0.75 | Water System/Municipal Records | Copper |  | 0.5 | Visual Inspection - Water System | Business/Commercial | No |  |  |  |  | Non_Unknown_Non | 0 | 0 | 0 | 1 | Yes | No
Non-Lead | 608 EAST MAIN ST | Newport | Vermont | 5855 | 435-136-16148 |  |  | 44.9432 | -72.1916 | other |  | No | Unknown | Copper | 9/2/1994 | 0.5 | Water System/Municipal Records | Copper |  | 0.5 | Visual Inspection - Water System | Multi-family residence | No |  |  |  |  | Non_Unknown_Non | 0 | 0 | 0 | 1 | Yes | No
Non-Lead | 615 EAST MAIN ST | Newport | Vermont | 5855 | 435-136-14961 |  |  | 44.9436 | -72.1914 | Other |  | No | Unknown | Copper | 4/27/1998 | 0.75 | Water System/Municipal Records | Copper |  | 0.75 | Visual Inspection - Water System | Single Family Residence | No |  | Copper |  |  | Non_Unknown_Non | 0 | 0 | 0 | 1 | Yes | No
Non-Lead | 620 EAST MAIN ST | Newport | Vermont | 5855 | 435-136-15160 |  |  | 44.9432 | -72.1913 |  |  | Unknown | Unknown | Copper |  | 0.5 | Water System/Municipal Records | Copper |  | 0.5 | Visual Inspection - Water System | Single Family Residence | No |  |  |  |  | Non_Unknown_Non | 0 | 0 | 0 | 1 | Yes | No
Non-Lead | 646 EAST MAIN ST | Newport | Vermont | 5855 | 435-136-15550 |  |  | 44.9434 | -72.1909 |  |  | No | Unknown | Copper | 4/28/1998 | 0.75 | Water System/Municipal Records | Copper |  | 0.5 | Visual Inspection - Water System | Single Family Residence | No |  |  |  |  | Non_Unknown_Non | 0 | 0 | 0 | 1 | Yes | No
Non-Lead | 653 EAST MAIN ST | Newport | Vermont | 5855 | 435-136-16251 |  |  | 44.9436 | -72.1907 | Other |  | No | Unknown | Copper | 11/1/1994 | 0.5 | Water System/Municipal Records | Copper |  | 0.75 | Visual Inspection - Water System | Single Family Residence | No |  | Copper |  |  | Non_Unknown_Non | 0 | 0 | 0 | 1 | Yes | No
Unknown | 673 EAST MAIN ST | Newport | Vermont | 5855 | 435-136-15788 |  |  | 44.9437 | -72.1901 |  |  | Unknown | Unknown | Other | 07/1999 |  | Water System/Municipal Records | Unknown |  |  | Unknown Material – No Source |  | No |  |  |  |  | Non_Unknown_Unk | 0 | 0 | 1 | 0 | Yes | No
Non-Lead | 81 EAST MAIN ST | Newport | Vermont | 5855 | 435-136-15061 |  |  | 44.943 | -72.2029 | Other |  | Unknown | Unknown | Other | 6/3/1997 |  | Water System/Municipal Records | Copper |  | 0.75 | Visual Inspection - Water System | Business/Commercial | No |  | PEX |  |  | Non_Unknown_Non | 0 | 0 | 0 | 1 | Yes | No
GRR | 83 EAST MAIN ST | Newport | Vermont | 5855 | 435-136-15755 |  |  | 44.9434 | -72.2023 |  |  | Unknown | Unknown | Unknown |  |  | Unknown Material – No Source | Galvanized Iron/Steel |  | 0.75 | Visual Inspection - Water System | Single Family Residence | No |  |  |  |  | Unk_Unknown_GRR | 0 | 1 | 0 | 0 | Yes | Yes
GRR | 93 EAST MAIN ST | Newport | Vermont | 5855 | 435-136-14313 |  |  | 44.9432 | -72.2022 | Other |  | Unknown | Unknown | Other | 5/28/1997 |  | Water System/Municipal Records | Galvanized Iron/Steel |  | 0.75 | Visual Inspection - Water System | Multi-family residence | No |  |  |  |  | Non_Unknown_GRR | 0 | 1 | 0 | 0 | Yes | Yes
Non-Lead | 25 EASTERN AVE | Newport | Vermont | 5855 | 435-136-14465 |  |  | 44.9338 | -72.2072 | 4 |  | Unknown | Unknown | Copper | 04/16/1986 | 1 | Water System/Municipal Records | Copper |  | 0.75 | Visual Inspection - Water System | Multi-family residence | No |  |  |  |  | Non_Unknown_Non | 0 | 0 | 0 | 1 | Yes | No
Non-Lead | 49 EASTERN AVE | Newport | Vermont | 5855 | 435-136-14610 |  |  | 44.9336 | -72.2077 | 4 |  | Unknown | Unknown | Copper | 07/30/1993 | 0.5 | Water System/Municipal Records | Copper |  | 0.75 | Visual Inspection - Water System | Single Family Residence | No |  |  |  |  | Non_Unknown_Non | 0 | 0 | 0 | 1 | Yes | No
Unknown | 56 EASTERN AVE | Newport | Vermont | 5855 | 435-136-15079 |  |  | 44.9338 | -72.2079 |  |  | Unknown | Unknown | Copper | 08/02/1993 |  | Water System/Municipal Records | Unknown |  |  | Unknown Material – No Source |  | No |  |  |  |  | Non_Unknown_Unk | 0 | 0 | 1 | 0 | Yes | No
Unknown | 61 EASTERN AVE | Newport | Vermont | 5855 | 435-136-15441 |  |  | 44.9335 | -72.208 | 4 |  | Unknown | Unknown | Copper | 08/03/1995 | 1 | Water System/Municipal Records | Unknown |  |  | Unknown Material – No Source |  | No |  |  |  |  | Non_Unknown_Unk | 0 | 0 | 1 | 0 | Yes | No
Non-Lead | 66 EASTERN AVE | Newport | Vermont | 5855 | 435-136-16297 |  |  | 44.9338 | -72.2081 | 4 |  | Unknown | Unknown | Copper | 08/02/1993 | 0.5 | Water System/Municipal Records | Copper |  | 0.5 | Visual Inspection - Water System | Single Family Residence | No |  | PEX |  |  | Non_Unknown_Non | 0 | 0 | 0 | 1 | Yes | No
Unknown | 71 EASTERN AVE | Newport | Vermont | 5855 | 435-136-14971 |  |  | 44.9334 | -72.2082 | 4 |  | Unknown | Unknown | Copper | 08/31/1994 |  | Water System/Municipal Records | Unknown |  |  | Unknown Material – No Source |  | No |  |  |  |  | Non_Unknown_Unk | 0 | 0 | 1 | 0 | Yes | No
Non-Lead | 72 EASTERN AVE | Newport | Vermont | 5855 | 435-136-15714 |  |  | 44.9338 | -72.2083 | 4 |  | Unknown | Unknown | Copper | 08/2/1993 | 0.5 | Water System/Municipal Records | Copper |  | 0.75 | Visual Inspection - Water System | Single Family Residence | No |  |  |  |  | Non_Unknown_Non | 0 | 0 | 0 | 1 | Yes | No
GRR | 93 EASTERN AVE | Newport | Vermont | 5855 | 435-136-15496 |  |  | 44.9333 | -72.2086 | 4 |  | Unknown | Unknown | Copper | 04/21/1995 |  | Water System/Municipal Records | Galvanized Iron/Steel |  |  | Visual Inspection - Water System | Single Family Residence | No |  |  |  |  | Non_Unknown_GRR | 0 | 1 | 0 | 0 | Yes | Yes
Non-Lead | 32 EDGEWOOD DR | Newport | Vermont | 5855 | 435-136-14317 |  |  | 44.9478 | -72.191 |  |  | Unknown | Unknown | Other | 08/21/2007 | 1 | Water System/Municipal Records | Copper |  | 0.75 | Visual Inspection - Water System | Multi-family residence | No |  | PEX | Copper |  | Non_Unknown_Non | 0 | 0 | 0 | 1 | Yes | No
Non-Lead | 44 EDGEWOOD DR | Newport | Vermont | 5855 | 435-136-15737 |  |  | 44.9481 | -72.191 |  |  | Unknown | Unknown | Other | 08/25/2007 | 1 | Water System/Municipal Records | Copper |  | 0.75 | Visual Inspection - Water System | Single Family Residence | No |  |  |  |  | Non_Unknown_Non | 0 | 0 | 0 | 1 | Yes | No
GRR | 6 EDGEWOOD DR | Newport | Vermont | 5855 | 435-136-15268 |  |  | 44.9476 | -72.1911 |  |  | No | Unknown | Copper | 2007 |  | Water System/Municipal Records | Galvanized Iron/Steel |  | 0.75 | Visual Inspection - Water System | Single Family Residence | No |  | Copper |  |  | Non_Unknown_GRR | 0 | 1 | 0 | 0 | Yes | Yes
Non-Lead | 69 EDGEWOOD DR | Newport | Vermont | 5855 | 435-136-14522 |  |  | 44.9484 | -72.1908 |  |  | No | Unknown | Copper | 08/24/2007 | 0.75 | Water System Maps/Drawings | Copper |  | 0.75 | Visual Inspection - Water System | Single Family Residence | No |  |  |  |  | Non_Unknown_Non | 0 | 0 | 0 | 1 | Yes | No
Non-Lead | 106 ELM ST | Newport | Vermont | 5855 | 435-136-15135 |  |  | 44.9462 | -72.1954 |  |  | No | Unknown | Copper | 8/27/1996 |  | Water System/Municipal Records | Copper |  | 0.5 | Visual Inspection - Water System | Single Family Residence | No |  |  |  |  | Non_Unknown_Non | 0 | 0 | 0 | 1 | Yes | No
Non-Lead | 115 ELM ST - | Newport | Vermont | 5855 | 435-136-15572 |  |  | 44.9457 | -72.1956 |  |  | No | Unknown | Copper | 8/29/1996 |  | Water System/Municipal Records | Copper |  | 0.75 | Visual Inspection - Water System | Business/Commercial | No |  |  |  |  | Non_Unknown_Non | 0 | 0 | 0 | 1 | Yes | No
Non-Lead | 120 ELM ST | Newport | Vermont | 5855 | 435-136-15692 |  |  | 44.9462 | -72.1956 |  |  | No | Unknown | Other | 8/27/1996 |  | Water System/Municipal Records | Copper |  |  | Visual Inspection - Water System | Single Family Residence | No |  |  |  |  | Non_Unknown_Non | 0 | 0 | 0 | 1 | Yes | No
Non-Lead | 132 ELM ST | Newport | Vermont | 5855 | 435-136-15099 |  |  | 44.9463 | -72.1959 |  |  | No | Unknown | Copper | 8/28/1996 | 0.5 | Water System/Municipal Records | Copper |  | 0.75 | Visual Inspection - Other | Single Family Residence | No |  |  |  |  | Non_Unknown_Non | 0 | 0 | 0 | 1 | Yes | No
GRR | 133 ELM ST | Newport | Vermont | 5855 | 435-136-16001 |  |  | 44.946 | -72.1959 |  |  | No | Unknown | Copper | 8/29/1996 | 0.5 | Water System/Municipal Records | Galvanized Iron/Steel |  | 0.75 | Visual Inspection - Water System | Single Family Residence | No |  |  |  |  | Non_Unknown_GRR | 0 | 1 | 0 | 0 | Yes | Yes
GRR | 143 ELM ST | Newport | Vermont | 5855 | 435-136-16080 |  |  | 44.9459 | -72.1961 |  |  | No | Unknown | Copper | 8/30/1996 | 0.5 | Water System/Municipal Records | Galvanized Iron/Steel |  | 0.5 | Visual Inspection - Water System | Single Family Residence | No |  |  |  |  | Non_Unknown_GRR | 0 | 1 | 0 | 0 | Yes | Yes
Non-Lead | 155 ELM ST | Newport | Vermont | 5855 | 435-136-15308 |  |  | 44.9458 | -72.1964 |  |  | Unknown | Unknown | Other | 8/29/1996 |  | Water System/Municipal Records | Copper |  | 0.5 | Visual Inspection - Water System | Single Family Residence | No |  |  |  |  | Non_Unknown_Non | 0 | 0 | 0 | 1 | Yes | No
GRR | 160 ELM ST | Newport | Vermont | 5855 | 435-136-16153 |  |  | 44.9463 | -72.1966 |  |  | Unknown | Unknown | Other | 8/28/1996 |  | Water System/Municipal Records | Galvanized Iron/Steel |  | 0.75 | Visual Inspection - Water System | Single Family Residence | No |  |  |  |  | Non_Unknown_GRR | 0 | 1 | 0 | 0 | Yes | Yes
GRR | 176 ELM ST | Newport | Vermont | 5855 | 435-136-15571 |  |  | 44.9462 | -72.1968 |  |  | Unknown | Unknown | Other | 8/30/1996 |  | Water System/Municipal Records | Galvanized Iron/Steel |  | 0.75 | Visual Inspection - Water System | Single Family Residence | No |  |  |  |  | Non_Unknown_GRR | 0 | 1 | 0 | 0 | Yes | Yes
Unknown | 179 ELM ST | Newport | Vermont | 5855 | 435-136-15154 |  |  | 44.9459 | -72.1969 |  |  | No | Unknown | Copper | 8/29/1996 | 0.5 | Water System/Municipal Records | Unknown |  |  | Unknown Material – No Source |  | No |  |  |  |  | Non_Unknown_Unk | 0 | 0 | 1 | 0 | Yes | No
Unknown | 186 ELM ST | Newport | Vermont | 5855 | 435-136-14755 |  |  | 44.9463 | -72.1971 |  |  | No | Unknown | Copper | 8/29/1996 | 0.5 | Water System/Municipal Records | Unknown |  |  | Unknown Material – No Source |  | No |  |  |  |  | Non_Unknown_Unk | 0 | 0 | 1 | 0 | Yes | No
Unknown | 193 ELM ST | Newport | Vermont | 5855 | 435-136-14756 |  |  | 44.946 | -72.1972 |  |  | Unknown | Unknown | Other | 8/30/1996 |  | Water System/Municipal Records | Unknown |  |  | Unknown Material – No Source |  | No |  |  |  |  | Non_Unknown_Unk | 0 | 0 | 1 | 0 | Yes | No
Unknown | 20 ELM ST | Newport | Vermont | 5855 | 435-136-14991 | [6 empty] | Unknown | Unknown | Copper | 08/22/1996 |  | Water System/Municipal Records | Unknown |  |  | Unknown Material – No Source |  | No |  |  |  |  | Non_Unknown_Unk | 0 | 0 | 1 | 0 | Yes | No
Unknown | 20 ELM ST - GREENHOUSE | Newport | Vermont | 5855 | 435-136-14991 | [6 empty] | Unknown | Unknown | Other | 06/04/2012 | 2 | Water System/Municipal Records | Unknown |  |  | Unknown Material – No Source |  | No |  |  |  |  | Non_Unknown_Unk | 0 | 0 | 1 | 0 | Yes | No
Unknown | 20 ELM ST - (HOUSE/SHOP) | Newport | Vermont | 5855 | 435-136-14991 | [6 empty] | Unknown | Unknown | Other | 1996 |  | Water System/Municipal Records | Unknown |  |  | Unknown Material – No Source |  | No |  |  |  |  | Non_Unknown_Unk | 0 | 0 | 1 | 0 | Yes | No
GRR | 200 ELM ST | Newport | Vermont | 5855 | 435-136-15046 |  |  | 44.9464 | -72.1973 |  |  | No | Unknown | Copper | 9/3/1996 | 0.5 | Water System/Municipal Records | Galvanized Iron/Steel |  | 0.75 | Visual Inspection - Water System | Single Family Residence | No |  | PEX |  |  | Non_Unknown_GRR | 0 | 1 | 0 | 0 | Yes | Yes
Unknown | 205 ELM ST | Newport | Vermont | 5855 | 435-136-14355 |  |  | 44.9459 | -72.1975 |  |  | Unknown | Unknown | Other | 9/3/1996 |  | Water System/Municipal Records | Unknown |  |  | Unknown Material – No Source |  | No |  |  |  |  | Non_Unknown_Unk | 0 | 0 | 1 | 0 | Yes | No
Unknown | 218 ELM ST | Newport | Vermont | 5855 | 435-136-15682 |  |  | 44.9463 | -72.1975 |  |  | Unknown | Unknown | Other | 1996 |  | Water System/Municipal Records | Unknown |  |  | Unknown Material – No Source |  | No |  |  |  |  | Non_Unknown_Unk | 0 | 0 | 1 | 0 | Yes | No
Non-Lead | 227 ELM ST | Newport | Vermont | 5855 | 435-136-15296 |  |  | 44.946 | -72.198 |  |  | Unknown | Unknown | Other | 1996 |  | Water System/Municipal Records | Copper |  | 0.75 | Visual Inspection - Water System | Single Family Residence | No |  |  |  |  | Non_Unknown_Non | 0 | 0 | 0 | 1 | Yes | No
Non-Lead | 234 ELM ST | Newport | Vermont | 5855 | 435-136-16029 |  |  | 44.9464 | -72.1979 |  |  | Unknown | Unknown | Other | 9/4/1996 |  | Water System/Municipal Records | Copper |  | 0.75 | Visual Inspection - Water System | Multi-family residence | No |  |  |  |  | Non_Unknown_Non | 0 | 0 | 0 | 1 | Yes | No
Non-Lead | 246 ELM ST | Newport | Vermont | 5855 | 435-136-15590 |  |  | 44.9468 | -72.1982 |  |  | Unknown | Unknown | Other | 1996 |  | Water System/Municipal Records | HDPE |  | 2 | Visual Inspection - Water System | Multi-family residence | No |  | Copper |  |  | Non_Unknown_Non | 0 | 0 | 0 | 1 | Yes | No
Non-Lead | 247 ELM ST | Newport | Vermont | 5855 | 435-136-15872 |  |  | 44.9458 | -72.1982 |  |  | Unknown | Unknown | Other | 1996 |  | Water System/Municipal Records | Copper |  | 0.75 | Visual Inspection - Water System | Single Family Residence | No |  |  |  |  | Non_Unknown_Non | 0 | 0 | 0 | 1 | Yes | No
GRR | 269 ELM ST | Newport | Vermont | 5855 | 435-136-16030 |  |  | 44.9459 | -72.1987 |  |  | No | Unknown | Copper | 08/21/1995 |  | Water System/Municipal Records | Galvanized Iron/Steel |  | 0.5 | Visual Inspection - Water System | Multi-family residence | No |  |  |  |  | Non_Unknown_GRR | 0 | 1 | 0 | 0 | Yes | Yes
Non-Lead | 274 ELM ST | Newport | Vermont | 5855 | 435-136-15212 |  |  | 44.9462 | -72.1989 |  |  | Unknown | Unknown | Other | 9/4/1996 |  | Water System/Municipal Records | Copper |  | 0.75 | Visual Inspection - Water System | Single Family Residence | No |  |  |  |  | Non_Unknown_Non | 0 | 0 | 0 | 1 | Yes | No
GRR | 76 ELM ST | Newport | Vermont | 5855 | 435-136-15979 |  |  | 44.9463 | -72.1947 |  |  | No | Unknown | Copper | 8/23/1996 | 0.5 | Water System/Municipal Records | Galvanized Iron/Steel |  | 0.75 | Visual Inspection - Water System | Single Family Residence | No |  | Copper | PEX |  | Non_Unknown_GRR | 0 | 1 | 0 | 0 | Yes | Yes
Non-Lead | 79 ELM ST | Newport | Vermont | 5855 | 435-136-16113 |  |  | 44.9457 | -72.1948 | 6 |  | Unknown | Unknown | Other | 1996 |  | Water System/Municipal Records | Copper |  | 0.5 | Visual Inspection - Water System | Single Family Residence | No |  | Copper |  |  | Non_Unknown_Non | 0 | 0 | 0 | 1 | Yes | No
Non-Lead | 90 ELM ST | Newport | Vermont | 5855 | 435-136-15712 |  |  | 44.9461 | -72.1951 |  |  | Unknown | Unknown | Other | 1996 |  | Water System/Municipal Records | Copper |  | 0.5 | Visual Inspection - Water System | Multi-family residence | No |  | Copper |  |  | Non_Unknown_Non | 0 | 0 | 0 | 1 | Yes | No
Non-Lead | 95 ELM ST | Newport | Vermont | 5855 | 435-136-15319 |  |  | 44.9458 | -72.1952 |  |  | No | Unknown | Copper | 8/26/1996 | 0.5 | Water System/Municipal Records | Copper | 07/17/2025 | 0.5 | Visual Inspection - Other | Single Family Residence | No |  |  |  |  | Non_Unknown_Non | 0 | 0 | 0 | 1 | Yes | No
Unknown | 100 ESTATES DR - UNIT 3 | Newport | Vermont | 5855 | 435-136-15067 |  |  | 44.9563 | -72.2044 |  |  | Unknown | Unknown | Unknown |  |  | Unknown Material – No Source | Unknown |  |  | Unknown Material – No Source |  | No |  |  |  |  | Unk_Unknown_Unk | 0 | 0 | 1 | 0 | Yes | No
Unknown | 100 ESTATES DR - UNIT 4 | Newport | Vermont | 5855 | 435-136-14401 |  |  | 44.9563 | -72.2044 |  |  | Unknown | Unknown | Unknown |  |  | Unknown Material – No Source | Unknown |  |  | Unknown Material – No Source |  | No |  |  |  |  | Unk_Unknown_Unk | 0 | 0 | 1 | 0 | Yes | No
Unknown | 100 ESTATES DR - UNIT 5 | Newport | Vermont | 5855 | 435-136-14497 |  |  | 44.9563 | -72.2044 |  |  | Unknown | Unknown | Unknown |  |  | Unknown Material – No Source | Unknown |  |  | Unknown Material – No Source |  | No |  |  |  |  | Unk_Unknown_Unk | 0 | 0 | 1 | 0 | Yes | No
Unknown | 120 ESTATES DR - UNIT 16 | Newport | Vermont | 5855 | 435-136-14370 |  |  | 44.9564 | -72.2038 |  |  | Unknown | Unknown | Unknown |  |  | Unknown Material – No Source | Unknown |  |  | Unknown Material – No Source |  | No |  |  |  |  | Unk_Unknown_Unk | 0 | 0 | 1 | 0 | Yes | No
Unknown | 120 ESTATES DR - UNIT 17 | Newport | Vermont | 5855 | 435-136-14536 |  |  | 44.9564 | -72.2038 |  |  | Unknown | Unknown | Unknown |  |  | Unknown Material – No Source | Unknown |  |  | Unknown Material – No Source |  | No |  |  |  |  | Unk_Unknown_Unk | 0 | 0 | 1 | 0 | Yes | No
Unknown | 133 ESTATES DR | Newport | Vermont | 5855 | 435-136-15514 |  |  | 44.957 | -72.204 |  |  | Unknown | Unknown | Unknown |  |  | Unknown Material – No Source | HDPE |  | 0.75 | Visual Inspection - Other | Single Family Residence | No |  | Copper |  |  | Unk_Unknown_Non | 0 | 0 | 1 | 0 | Yes | No
Non-Lead | 163 ESTATES DR | Newport | Vermont | 5855 | 435-136-15037 |  |  | 44.9572 | -72.2038 |  |  | Unknown | Unknown | Other | 1992 |  | Local Codes/Regulations | Other | 1992 |  | Local Codes/Regulations | Single Family Residence | No |  |  |  |  | Non_Unknown_Non | 0 | 0 | 0 | 1 | Yes | No
Unknown | 184 ESTATES DR | Newport | Vermont | 5855 | 435-136-14658 |  |  | 44.9574 | -72.2029 |  |  | Unknown | Unknown | Unknown |  |  | Unknown Material – No Source | HDPE |  | 1 | Visual Inspection - Water System | Single Family Residence | No |  | Copper |  |  | Unk_Unknown_Non | 0 | 0 | 1 | 0 | Yes | No
Non-Lead | 191 ESTATES DR | Newport | Vermont | 5855 | 435-136-15369 |  |  | 44.9575 | -72.2037 |  |  | Unknown | Unknown | Other | 1993 |  | Water System/Municipal Records | HDPE | 1993 | 1 | Visual Inspection - Water System | Single Family Residence | No |  | Copper |  |  | Non_Unknown_Non | 0 | 0 | 0 | 1 | Yes | No
Unknown | 194 ESTATES DR | Newport | Vermont | 5855 | 435-136-15723 |  |  | 44.9577 | -72.2029 |  |  | Unknown | Unknown | Unknown |  |  | Unknown Material – No Source | HDPE |  | 1 | Visual Inspection - Water System | Single Family Residence | No |  | Copper |  |  | Unk_Unknown_Non | 0 | 0 | 1 | 0 | Yes | No
Unknown | 233 ESTATES DR - UNIT 14 | Newport | Vermont | 5855 | 435-136-14825 |  |  | 44.9578 | -72.2038 |  |  | Unknown | Unknown | Unknown |  |  | Unknown Material – No Source | Copper |  | 0.75 | Visual Inspection - Water System | Single Family Residence | No |  |  |  |  | Unk_Unknown_Non | 0 | 0 | 1 | 0 | Yes | No
Unknown | 240 ESTATES DR | Newport | Vermont | 5855 | 435-136-15065 |  |  | 44.9583 | -72.2039 |  |  | Unknown | Unknown | Unknown |  |  | Unknown Material – No Source | HDPE |  | 0.75 | Visual Inspection - Water System | Single Family Residence | No |  |  |  |  | Unk_Unknown_Non | 0 | 0 | 1 | 0 | Yes | No
Unknown | 270 ESTATES DR | Newport | Vermont | 5855 | 435-136-15786 |  |  | 44.9584 | -72.2043 |  |  | Unknown | Unknown | Unknown |  |  | Unknown Material – No Source | Copper |  | 0.75 | Visual Inspection - Water System | Single Family Residence | No |  |  |  |  | Unk_Unknown_Non | 0 | 0 | 1 | 0 | Yes | No
Unknown | 78 ESTATES DR - UNIT 1 | Newport | Vermont | 5855 | 435-136-15836 |  |  | 44.9562 | -72.2045 |  |  | Unknown | Unknown | Unknown |  |  | Unknown Material – No Source | Unknown |  |  | Unknown Material – No Source |  | No |  |  |  |  | Unk_Unknown_Unk | 0 | 0 | 1 | 0 | Yes | No
Unknown | 78 ESTATES DR - UNIT 2 | Newport | Vermont | 5855 | 435-136-14802 |  |  | 44.9562 | -72.2045 |  |  | Unknown | Unknown | Unknown |  |  | Unknown Material – No Source | Unknown |  |  | Unknown Material – No Source |  | No |  |  |  |  | Unk_Unknown_Unk | 0 | 0 | 1 | 0 | Yes | No
Unknown | 89 ESTATES DR - UNIT 12 | Newport | Vermont | 5855 | 435-136-15116 |  |  | 44.9564 | -72.2045 |  |  | Unknown | Unknown | Unknown |  |  | Unknown Material – No Source | Unknown |  |  | Unknown Material – No Source |  | No |  |  |  |  | Unk_Unknown_Unk | 0 | 0 | 1 | 0 | Yes | No
Unknown | 89 ESTATES DR - UNIT 13 | Newport | Vermont | 5855 | 435-136-15185 |  |  | 44.9564 | -72.2045 |  |  | Unknown | Unknown | Unknown |  |  | Unknown Material – No Source | Unknown |  |  | Unknown Material – No Source |  | No |  |  |  |  | Unk_Unknown_Unk | 0 | 0 | 1 | 0 | Yes | No
Unknown | 89 ESTATES DR - UNIT 14 | Newport | Vermont | 5855 | 435-136-14315 |  |  | 44.9564 | -72.2045 |  |  | Unknown | Unknown | Unknown |  |  | Unknown Material – No Source | Unknown |  |  | Unknown Material – No Source |  | No |  |  |  |  | Unk_Unknown_Unk | 0 | 0 | 1 | 0 | Yes | No
Unknown | 89 ESTATES DR - UNIT 15 | Newport | Vermont | 5855 | 435-136-14367 |  |  | 44.9564 | -72.2045 |  |  | Unknown | Unknown | Unknown |  |  | Unknown Material – No Source | Unknown |  |  | Unknown Material – No Source |  | No |  |  |  |  | Unk_Unknown_Unk | 0 | 0 | 1 | 0 | Yes | No
Unknown | 136 FAIRVIEW ST | Newport | Vermont | 5855 | 435-136-15305 |  |  | 44.9333 | -72.1993 | 6 |  | No | Unknown | Copper | 5/1/1991 | 0.75 | Water System/Municipal Records | Unknown |  |  | Unknown Material – No Source |  | No |  |  |  |  | Non_Unknown_Unk | 0 | 0 | 1 | 0 | Yes | No
GRR | 14 FAIRVIEW ST | Newport | Vermont | 5855 | 435-136-14974 |  |  | 44.9332 | -72.2018 |  |  | Unknown | Unknown | Unknown |  |  | Unknown Material – No Source | Galvanized Iron/Steel |  | 0.75 | Visual Inspection - Water System | Single Family Residence | No |  |  |  |  | Unk_Unknown_GRR | 0 | 1 | 0 | 0 | Yes | Yes
Non-Lead | 143 FAIRVIEW ST | Newport | Vermont | 5855 | 435-136-16277 |  |  | 44.9335 | -72.1994 |  |  | Unknown | Unknown | Copper | 08/12/1981 | 0.75 | Water System/Municipal Records | Copper |  | 0.5 | Visual Inspection - Water System | Single Family Residence | No |  |  |  |  | Non_Unknown_Non | 0 | 0 | 0 | 1 | Yes | No
Unknown | 170 FAIRVIEW ST | Newport | Vermont | 5855 | 435-136-14977 |  |  | 44.9333 | -72.1987 | 6 |  | Unknown | Unknown | Unknown | 8/13/1981 |  | Unknown Material – No Source | Unknown |  |  | Unknown Material – No Source |  | No |  |  |  |  | Unk_Unknown_Unk | 0 | 0 | 1 | 0 | Yes | No
Unknown | 188 FAIRVIEW ST - TRAILER | Newport | Vermont | 5855 | 435-136-14968 |  |  | 44.9331 | -72.1983 | 6 |  | No | Unknown | Copper | 8/4/1980 | 0.75 | Water System/Municipal Records | Unknown |  |  | Unknown Material – No Source |  | No |  |  |  |  | Non_Unknown_Unk | 0 | 0 | 1 | 0 | Yes | No
Unknown | 189 FAIRVIEW ST | Newport | Vermont | 5855 | 435-136-16294 |  |  | 44.9335 | -72.1984 | 6 |  | Unknown | Unknown | Unknown | 09/07/1981 |  | Unknown Material – No Source | Copper |  | 0.75 | Visual Inspection - Water System | Single Family Residence | No |  |  |  |  | Unk_Unknown_Non | 0 | 0 | 1 | 0 | Yes | No
Non-Lead | 198 FAIRVIEW ST | Newport | Vermont | 5855 | 435-136-15311 |  |  | 44.9332 | -72.1982 | 6 |  | Unknown | Unknown | Galvanized Iron/Steel | 05/04/1987 | 1 | Water System/Municipal Records | HDPE |  | 0.75 | Visual Inspection - Water System | Single Family Residence | No |  | Copper |  |  | GRR_Unknown_Non | 0 | 0 | 0 | 1 | Yes | No
GRR | 205 FAIRVIEW ST | Newport | Vermont | 5855 | 435-136-14526 |  |  | 44.9335 | -72.1979 |  |  | Unknown | Unknown | Unknown | 08/19/1981 |  | Unknown Material – No Source | Galvanized Iron/Steel |  | 0.75 | Visual Inspection - Water System | Single Family Residence | No |  | PEX | Copper |  | Unk_Unknown_GRR | 0 | 1 | 0 | 0 | Yes | Yes
Unknown | 228 FAIRVIEW ST | Newport | Vermont | 5855 | 435-136-16295 |  |  | 44.9334 | -72.1979 | 6 |  | Unknown | Unknown | Unknown | 8/19/1981 |  | Unknown Material – No Source | Copper |  | 0.75 | Visual Inspection - Water System | Single Family Residence | No |  |  |  |  | Unk_Unknown_Non | 0 | 0 | 1 | 0 | Yes | No
GRR | 252 FAIRVIEW ST | Newport | Vermont | 5855 | 435-136-15064 |  |  | 44.9327 | -72.1981 | 6 |  | Unknown | Unknown | Unknown |  |  | Unknown Material – No Source | Galvanized Iron/Steel |  | 0.75 | Visual Inspection - Water System | Single Family Residence | No |  | PEX |  |  | Unk_Unknown_GRR | 0 | 1 | 0 | 0 | Yes | Yes
GRR | 260 FAIRVIEW ST | Newport | Vermont | 5855 | 435-136-15988 |  |  | 44.9327 | -72.1978 |  |  | Unknown | Unknown | Unknown |  |  | Unknown Material – No Source | Galvanized Iron/Steel |  | 0.75 | Visual Inspection - Water System | Single Family Residence | No |  | Copper |  |  | Unk_Unknown_GRR | 0 | 1 | 0 | 0 | Yes | Yes
Non-Lead | 40 FAIRVIEW ST | Newport | Vermont | 5855 | 435-136-15173 |  |  | 44.9331 | -72.2015 | 6 |  | No | Unknown | Copper | 8/7/1981 | 0.75 | Water System/Municipal Records | Copper |  | 0.5 | Visual Inspection - Water System | Single Family Residence | No |  | Galvanized Iron/Steel |  |  | Non_Unknown_Non | 0 | 0 | 0 | 1 | Yes | No
Non-Lead | 41 FAIRVIEW ST | Newport | Vermont | 5855 | 435-136-14407 |  |  | 44.9335 | -72.2014 |  |  | No | Unknown | Copper | 1984 | 0.75 | Water System/Municipal Records | Copper |  | 0.5 | Visual Inspection - Water System | Single Family Residence | No |  | Galvanized Iron/Steel |  |  | Non_Unknown_Non | 0 | 0 | 0 | 1 | Yes | No
Unknown | 52 FAIRVIEW ST | Newport | Vermont | 5855 | 435-136-14978 |  |  | 44.9334 | -72.2012 | 6 |  | Unknown | Unknown | Unknown | 8/7/1981 | 0.75 | Unknown Material – No Source | Unknown |  |  | Unknown Material – No Source |  | No |  |  |  |  | Unk_Unknown_Unk | 0 | 0 | 1 | 0 | Yes | No
Unknown | 67 FAIRVIEW ST | Newport | Vermont | 5855 | 435-136-15394 |  |  | 44.9335 | -72.2008 | 6 |  | No | Unknown | Copper | 1984 | 0.75 | Water System/Municipal Records | Unknown |  |  | Unknown Material – No Source |  | No |  |  |  |  | Non_Unknown_Unk | 0 | 0 | 1 | 0 | Yes | No
Unknown | 74 FAIRVIEW ST | Newport | Vermont | 5855 | 435-136-14845 |  |  | 44.9334 | -72.2006 | 6 |  | Unknown | Unknown | Unknown | 8/7/1981 | 0.75 | Unknown Material – No Source | Unknown |  |  | Unknown Material – No Source |  | No |  |  |  |  | Unk_Unknown_Unk | 0 | 0 | 1 | 0 | Yes | No
Unknown | 86 FAIRVIEW ST | Newport | Vermont | 5855 | 435-136-14969 |  |  | 44.9334 | -72.2006 | 6 |  | No | Unknown | Copper | 1984 | 0.75 | Water System/Municipal Records | Unknown |  |  | Unknown Material – No Source |  | No |  |  |  |  | Non_Unknown_Unk | 0 | 0 | 1 | 0 | Yes | No
Unknown | 123 FARRANT ST | Newport | Vermont | 5855 | 435-136-14383 |  |  | 44.9384 | -72.2202 | 6 |  | No | Unknown | Copper | 10/14/1994 | 0.75 | Water System/Municipal Records | Unknown |  |  | Unknown Material – No Source |  | No |  |  |  |  | Non_Unknown_Unk | 0 | 0 | 1 | 0 | Yes | No
Unknown | 138 FARRANT ST | Newport | Vermont | 5855 | 435-136-14639 |  |  | 44.9387 | -72.2201 |  |  | Unknown | Unknown | Unknown |  |  | Unknown Material – No Source | PEX |  | 0.75 | Visual Inspection - Water System | Single Family Residence | No |  |  |  |  | Unk_Unknown_Non | 0 | 0 | 1 | 0 | Yes | No
GRR | 140 FARRANT ST | Newport | Vermont | 5855 | 435-136-14638 |  |  | 44.9391 | -72.2201 |  |  | Unknown | Unknown | Unknown |  |  | Unknown Material – No Source | Galvanized Iron/Steel |  | 0.5 | Visual Inspection - Water System | Single Family Residence | No |  | Copper |  |  | Unk_Unknown_GRR | 0 | 1 | 0 | 0 | Yes | Yes
Non-Lead | 147 FARRANT ST | Newport | Vermont | 5855 | 435-136-15313 |  |  | 44.9388 | -72.2206 | 6 |  | No | Unknown | Copper |  | 0.75 | Water System/Municipal Records | Copper |  | 0.75 | Visual Inspection - Water System | Single Family Residence | No |  |  |  |  | Non_Unknown_Non | 0 | 0 | 0 | 1 | Yes | No
Non-Lead | 179 FARRANT ST | Newport | Vermont | 5855 | 435-136-15740 |  |  | 44.9395 | -72.2206 |  |  | No | Unknown | Copper | 9/1/1998 | 0.75 | Water System/Municipal Records | Copper |  | 0.5 | Visual Inspection - Water System | Single Family Residence | No |  | Galvanized Iron/Steel |  |  | Non_Unknown_Non | 0 | 0 | 0 | 1 | Yes | No
Non-Lead | 189 FARRANT ST | Newport | Vermont | 5855 | 435-136-15962 |  |  | 44.9396 | -72.2205 |  |  | No | Unknown | Copper | 8/31/1998 | 0.75 | Water System/Municipal Records | Copper |  | 0.5 | Visual Inspection - Water System | Single Family Residence | No |  |  |  |  | Non_Unknown_Non | 0 | 0 | 0 | 1 | Yes | No
Non-Lead | 19 FARRANT ST | Newport | Vermont | 5855 | 435-136-15518 |  |  | 44.9372 | -72.2197 | 6 |  | No | Unknown | Copper | 8/10/1998 |  | Water System/Municipal Records | Copper |  | 0.75 | Visual Inspection - Water System | Single Family Residence | No |  | Copper |  |  | Non_Unknown_Non | 0 | 0 | 0 | 1 | Yes | No
Unknown | 200 FARRANT ST | Newport | Vermont | 5855 | 435-136-14780 |  |  | 44.9396 | -72.22 |  |  | Unknown | Unknown | Unknown |  |  | Unknown Material – No Source | Copper |  | 0.5 | Visual Inspection - Water System | Single Family Residence | No |  | Copper |  |  | Unk_Unknown_Non | 0 | 0 | 1 | 0 | Yes | No
GRR | 205 FARRANT ST | Newport | Vermont | 5855 | 435-136-15892 |  |  | 44.9399 | -72.2203 |  |  | Unknown | Unknown | Unknown |  |  | Unknown Material – No Source | Galvanized Iron/Steel |  | 0.5 | Visual Inspection - Water System | Single Family Residence | No |  | Galvanized Iron/Steel |  |  | Unk_Unknown_GRR | 0 | 1 | 0 | 0 | Yes | Yes
Non-Lead | 242 FARRANT ST | Newport | Vermont | 5855 | 435-136-15407 |  |  | 44.9401 | -72.2197 | 6 |  | No | Unknown | Copper | 8/21/1998 | 0.75 | Water System/Municipal Records | Copper |  | 0.5 | Visual Inspection - Water System | Single Family Residence | No |  | Copper |  |  | Non_Unknown_Non | 0 | 0 | 0 | 1 | Yes | No
Non-Lead | 243 FARRANT ST | Newport | Vermont | 5855 | 435-136-14936 |  |  | 44.9402 | -72.2204 | 6 |  | No | Unknown | Copper | 9/15/1998 | 0.75 | Water System/Municipal Records | HDPE |  | 1 | Visual Inspection - Water System | Single Family Residence | No |  |  |  |  | Non_Unknown_Non | 0 | 0 | 0 | 1 | Yes | No
Non-Lead | 323 FARRANT ST -(GREENHOUSE) | Newport | Vermont | 5855 | 435-136-15469 |  |  | 44.9408 | -72.2204 |  |  | No | Unknown | Copper | 8/27/1998 | 1 | Water System/Municipal Records | HDPE |  | 1 | Visual Inspection - Water System | Business/Commercial | No |  |  |  |  | Non_Unknown_Non | 0 | 0 | 0 | 1 | Yes | No
Non-Lead | 323 FARRANT ST - (RESIDENCE) | Newport | Vermont | 5855 | 435-136-15469 |  |  | 44.9412 | -72.2207 | 6 |  | No | Unknown | Copper | 8/27/1998 | 0.75 | Water System/Municipal Records | HDPE |  | 1 | Visual Inspection - Water System | Single Family Residence | No |  |  |  |  | Non_Unknown_Non | 0 | 0 | 0 | 1 | Yes | No
Non-Lead | 326 FARRANT ST | Newport | Vermont | 5855 | 435-136-14338 |  |  | 44.9415 | -72.2202 | 6 |  | No | Unknown | Copper | 8/24/1998 | 0.75 | Water System/Municipal Records | Copper |  | 0.75 | Visual Inspection - Water System | Single Family Residence | No |  |  |  |  | Non_Unknown_Non | 0 | 0 | 0 | 1 | Yes | No
Non-Lead | 34 FARRANT ST | Newport | Vermont | 5855 | 435-136-15822 |  |  | 44.938 | -72.219 |  |  | Unknown | Unknown | Other |  | Unknown | Other - Source Reported in Summary | Other |  | 6 | Visual Inspection - Water System | Child Care Center | No |  |  |  |  | Non_Unknown_Non | 0 | 0 | 0 | 1 | Yes | No
Unknown | 346 FARRANT ST | Newport | Vermont | 5855 | 435-136-15120 |  |  | 44.9418 | -72.2204 | 6 |  | No | Unknown | Copper | 8/24/1998 | 0.75 | Water System/Municipal Records | Unknown |  |  | Unknown Material – No Source |  | No |  |  |  |  | Non_Unknown_Unk | 0 | 0 | 1 | 0 | Yes | No
Non-Lead | 353 FARRANT ST | Newport | Vermont | 5855 | 435-136-15857 |  |  | 44.9416 | -72.221 |  |  | No | Unknown | Copper | 9/15/1998 | 0.5 | Water System/Municipal Records | Copper |  | 0.5 | Visual Inspection - Water System | Single Family Residence | No |  |  |  |  | Non_Unknown_Non | 0 | 0 | 0 | 1 | Yes | No
Unknown | 362 FARRANT ST | Newport | Vermont | 5855 | 435-136-14874 |  |  | 44.9419 | -72.2208 | 6 |  | Unknown | Unknown | Other | 9/15/1998 | 0.5 | Water System/Municipal Records | Unknown |  |  | Unknown Material – No Source |  | No |  |  |  |  | Non_Unknown_Unk | 0 | 0 | 1 | 0 | Yes | No
Unknown | 375 FARRANT ST | Newport | Vermont | 5855 | 435-136-16263 |  |  | 44.9417 | -72.2216 |  |  | Unknown | Unknown | Other | 12/6/1999 |  | Water System/Municipal Records | Unknown |  |  | Unknown Material – No Source |  | No |  |  |  |  | Non_Unknown_Unk | 0 | 0 | 1 | 0 | Yes | No
Unknown | 397 FARRANT ST | Newport | Vermont | 5855 | 435-136-15043 |  |  | 44.9419 | -72.2217 |  |  | No | Unknown | Copper | 12/6/1999 | 1 | Water System/Municipal Records | Unknown |  |  | Unknown Material – No Source |  | No |  |  |  |  | Non_Unknown_Unk | 0 | 0 | 1 | 0 | Yes | No
Non-Lead | 402 FARRANT ST | Newport | Vermont | 5855 | 435-136-14267 |  |  | 44.9421 | -72.2214 |  |  | No | Unknown | Copper | 9/15/1998 | 1 | Water System/Municipal Records | Copper |  | 0.75 | Visual Inspection - Water System | Single Family Residence | No |  | Copper |  |  | Non_Unknown_Non | 0 | 0 | 0 | 1 | Yes | No
Unknown | 412 FARRANT ST | Newport | Vermont | 5855 | 435-136-15900 |  |  | 44.9422 | -72.2218 |  |  | Unknown | Unknown | Unknown |  |  | Unknown Material – No Source | PEX |  | 0.75 | Visual Inspection - Water System | Single Family Residence | No |  | Copper |  |  | Unk_Unknown_Non | 0 | 0 | 1 | 0 | Yes | No
Unknown | 426 FARRANT ST | Newport | Vermont | 5855 | 435-136-14540 |  |  | 44.9422 | -72.2221 |  |  | Unknown | Unknown | Unknown |  |  | Unknown Material – No Source | Copper |  | 0.75 | Visual Inspection - Water System | Single Family Residence | No |  |  |  |  | Unk_Unknown_Non | 0 | 0 | 1 | 0 | Yes | No
Unknown | 446 FARRANT ST | Newport | Vermont | 5855 | 435-136-14482 |  |  | 44.9423 | -72.2225 |  |  | Unknown | Unknown | Unknown |  |  | Unknown Material – No Source | HDPE |  |  | Visual Inspection - Other | Single Family Residence | No |  | Copper |  |  | Unk_Unknown_Non | 0 | 0 | 1 | 0 | Yes | No
Non-Lead | 45 FARRANT ST | Newport | Vermont | 5855 | 435-136-15029 |  |  | 44.9374 | -72.2195 | 6 |  | No | Unknown | Copper | 8/12/1998 | 0.75 | Water System/Municipal Records | Copper |  | 0.75 | Visual Inspection - Other | Single Family Residence | No |  |  |  |  | Non_Unknown_Non | 0 | 0 | 0 | 1 | Yes | No
Unknown | 470 FARRANT ST | Newport | Vermont | 5855 | 435-136-15564 |  |  | 44.9424 | -72.2228 |  |  | Unknown | Unknown | Unknown |  |  | Unknown Material – No Source | HDPE |  |  | Visual Inspection - Other | Single Family Residence | No |  |  |  |  | Unk_Unknown_Non | 0 | 0 | 1 | 0 | Yes | No
Unknown | 482 FARRANT ST | Newport | Vermont | 5855 | 435-136-14750 |  |  | 44.9425 | -72.2233 |  |  | Unknown | Unknown | Unknown |  |  | Unknown Material – No Source | Copper |  | 0.75 | Visual Inspection - Water System | Single Family Residence | No |  | Copper |  |  | Unk_Unknown_Non | 0 | 0 | 1 | 0 | Yes | No
Unknown | 510 FARRANT ST | Newport | Vermont | 5855 | 435-136-14665 |  |  | 44.9425 | -72.2238 |  |  | Unknown | Unknown | Unknown |  |  | Unknown Material – No Source | Unknown |  |  | Unknown Material – No Source |  | No |  |  |  |  | Unk_Unknown_Unk | 0 | 0 | 1 | 0 | Yes | No
Unknown | 534 FARRANT ST | Newport | Vermont | 5855 | 435-136-15500 |  |  | 44.9425 | -72.2243 |  |  | Unknown | Unknown | Unknown |  |  | Unknown Material – No Source | Unknown |  |  | Unknown Material – No Source |  | No |  |  |  |  | Unk_Unknown_Unk | 0 | 0 | 1 | 0 | Yes | No
Unknown | 550 FARRANT ST | Newport | Vermont | 5855 | 435-136-14601 |  |  | 44.9425 | -72.2245 |  |  | Unknown | Unknown | Unknown |  |  | Unknown Material – No Source | Unknown |  |  | Unknown Material – No Source |  | No |  |  |  |  | Unk_Unknown_Unk | 0 | 0 | 1 | 0 | Yes | No
Unknown | 574 FARRANT ST | Newport | Vermont | 5855 | 435-136-14399 |  |  | 44.9426 | -72.2251 |  |  | Unknown | Unknown | Unknown |  |  | Unknown Material – No Source | HDPE |  | 0.75 | Visual Inspection - Water System | Single Family Residence | No |  |  |  |  | Unk_Unknown_Non | 0 | 0 | 1 | 0 | Yes | No
Unknown | 616 FARRANT ST | Newport | Vermont | 5855 | 435-136-14725 |  |  | 44.9425 | -72.2265 |  |  | Unknown | Unknown | Unknown |  |  | Unknown Material – No Source | HDPE |  | 0.5 | Water System/Municipal Records | Single Family Residence | No |  |  |  |  | Unk_Unknown_Non | 0 | 0 | 1 | 0 | Yes | No
Non-Lead | 84 FARRANT ST | Newport | Vermont | 5855 | 435-136-15822 |  |  | 44.9384 | -72.2194 | 6 |  | No | Unknown | Copper | 8/20/1998 | 0.75 | Water System/Municipal Records | Other |  | 6 | Visual Inspection - Water System | Business/Commercial | No |  | Copper |  |  | Non_Unknown_Non | 0 | 0 | 0 | 1 | Yes | No
Unknown | 197 FARRANTS POINT | Newport | Vermont | 5855 | 435-136-14268 |  |  | 44.9384 | -72.2184 |  |  | Unknown | Unknown | Unknown |  |  | Unknown Material – No Source | Copper |  | 0.75 | Visual Inspection - Water System | Single Family Residence | No |  | Copper |  |  | Unk_Unknown_Non | 0 | 0 | 1 | 0 | Yes | No
Unknown | 57 FARRANTS POINT | Newport | Vermont | 5855 | 435-136-14637 |  |  | 44.9419 | -72.2195 |  |  | Unknown | Unknown | Unknown |  |  | Unknown Material – No Source | Copper |  | 0.75 | Visual Inspection - Water System | Single Family Residence | No |  | Copper |  |  | Unk_Unknown_Non | 0 | 0 | 1 | 0 | Yes | No
Non-Lead | 99 FARRANTS POINT | Newport | Vermont | 5855 | 435-136-16248 |  |  | 44.9393 | -72.2185 | 6 |  | No | Unknown | Copper | 8/19/1998 | 0.75 | Water System/Municipal Records | HDPE |  | 1 | Visual Inspection - Water System | Single Family Residence | No |  | Copper |  |  | Non_Unknown_Non | 0 | 0 | 0 | 1 | Yes | No
Unknown | 126 FERN ST | Newport | Vermont | 5855 | 435-136-15304 |  |  |  |  | 4 |  | Unknown | Unknown | Other | 07/08/1996 |  | Water System/Municipal Records | Unknown |  |  | Unknown Material – No Source |  | No |  |  |  |  | Non_Unknown_Unk | 0 | 0 | 1 | 0 | Yes | No
Non-Lead | 20 FERN ST | Newport | Vermont | 5855 | 435-136-15417 |  |  | 44.9354 | -72.2011 | 4 |  | No | Unknown | Copper | 07/28/2006 | 0.75 | Water System/Municipal Records | Copper |  | 0.5 | Visual Inspection - Water System | Multi-family residence | No |  |  |  |  | Non_Unknown_Non | 0 | 0 | 0 | 1 | Yes | No
Unknown | 228 FERN ST | Newport | Vermont | 5855 | 435-136-14816 |  |  | 44.9361 | -72.1975 |  |  | Unknown | Unknown | Other | 1996 |  | Water System/Municipal Records | Unknown |  |  | Unknown Material – No Source |  | No |  |  |  |  | Non_Unknown_Unk | 0 | 0 | 1 | 0 | Yes | No
Non-Lead | 64 FERN ST | Newport | Vermont | 5855 | 435-136-14396 |  |  | 44.9358 | -72.2004 |  |  | Unknown | Unknown | Other | 1996 |  | Water System/Municipal Records | Copper |  | 0.75 | Visual Inspection - Water System | Single Family Residence | No |  |  |  |  | Non_Unknown_Non | 0 | 0 | 0 | 1 | Yes | No
Non-Lead | 102 FERNWOOD CIRCLE | Newport | Vermont | 5855 | 435-136-15419 |  |  | 44.9503 | -72.193 |  |  | Unknown | Unknown | Other | 2/9/1998 |  | Water System/Municipal Records | Copper |  | 0.75 | Visual Inspection - Water System | Single Family Residence | No |  |  |  |  | Non_Unknown_Non | 0 | 0 | 0 | 1 | Yes | No
Unknown | 103 FERNWOOD CIRCLE | Newport | Vermont | 5855 | 435-136-16114 |  |  | 44.9502 | -72.1936 |  |  | Unknown | Unknown | Unknown |  |  | Unknown Material – No Source | Copper |  | 0.75 | Visual Inspection - Water System | Single Family Residence | No |  |  |  |  | Unk_Unknown_Non | 0 | 0 | 1 | 0 | Yes | No
Non-Lead | 118 FERNWOOD CIRCLE | Newport | Vermont | 5855 | 435-136-14649 |  |  | 44.9504 | -72.1935 |  |  | No | Unknown | Copper | 6/28/1979 | 0.75 | Water System/Municipal Records | Copper |  | 0.75 | Visual Inspection - Water System | Single Family Residence | No |  |  |  |  | Non_Unknown_Non | 0 | 0 | 0 | 1 | Yes | No
Unknown | 138 FERNWOOD CIRCLE | Newport | Vermont | 5855 | 435-136-14935 |  |  | 44.9505 | -72.1939 |  |  | Unknown | Unknown | Unknown |  |  | Unknown Material – No Source | Copper |  | 0.75 | Visual Inspection - Water System | Single Family Residence | No |  |  |  |  | Unk_Unknown_Non | 0 | 0 | 1 | 0 | Yes | No
Unknown | 144 FERNWOOD CIRCLE | Newport | Vermont | 5855 | 435-136-15153 |  |  | 44.9506 | -72.1943 |  |  | Unknown | Unknown | Unknown |  |  | Unknown Material – No Source | Copper |  | 0.75 | Visual Inspection - Water System | Single Family Residence | No |  |  |  |  | Unk_Unknown_Non | 0 | 0 | 1 | 0 | Yes | No
GRR | 154 FERNWOOD CIRCLE | Newport | Vermont | 5855 | 435-136-16296 |  |  | 44.9503 | -72.1946 | 6 |  | Unknown | Unknown | Copper | 6/12/1978 | 0.75 | Water System/Municipal Records | Galvanized Iron/Steel |  | 0.75 | Visual Inspection - Other | Single Family Residence | No |  |  |  |  | Non_Unknown_GRR | 0 | 1 | 0 | 0 | Yes | Yes
Non-Lead | 165 FERNWOOD CIRCLE | Newport | Vermont | 5855 | 435-136-15021 |  |  | 44.9501 | -72.1941 |  |  | No | Unknown | Copper | 5/5/1981 | 0.75 | Water System/Municipal Records | Copper |  | 0.75 | Visual Inspection - Water System | Single Family Residence | No |  |  |  |  | Non_Unknown_Non | 0 | 0 | 0 | 1 | Yes | No
Non-Lead | 174 FERNWOOD CIRCLE | Newport | Vermont | 5855 | 435-136-15187 |  |  | 44.95 | -72.1946 |  |  | No | Unknown | Copper |  | 0.75 | Water System/Municipal Records | HDPE |  | 0.75 | Water System/Municipal Records | Single Family Residence | No |  |  |  |  | Non_Unknown_Non | 0 | 0 | 0 | 1 | Yes | No
Non-Lead | 192 FERNWOOD CIRCLE | Newport | Vermont | 5855 | 435-136-16207 |  |  | 44.9496 | -72.1948 |  |  | Unknown | Unknown | Copper | 9/7/1983 |  | Water System/Municipal Records | HDPE |  | 1 | Visual Inspection - Water System | Single Family Residence | No |  |  |  |  | Non_Unknown_Non | 0 | 0 | 0 | 1 | Yes | No
Unknown | 202 FERNWOOD CIRCLE | Newport | Vermont | 5855 | 435-136-14488 |  |  | 44.9494 | -72.1948 |  |  | No | Unknown | Copper | 6/4/1984 | 0.75 | Water System/Municipal Records | Unknown |  |  | Unknown Material – No Source |  | No |  |  |  |  | Non_Unknown_Unk | 0 | 0 | 1 | 0 | Yes | No
Non-Lead | 212 FERNWOOD CIRCLE | Newport | Vermont | 5855 | 435-136-14962 |  |  | 44.9492 | -72.1943 |  |  | No | Unknown | Copper | 11/21/1977 | 0.75 | Water System/Municipal Records | Copper |  | 0.75 | Visual Inspection - Water System | Single Family Residence | No |  |  |  |  | Non_Unknown_Non | 0 | 0 | 0 | 1 | Yes | No
Unknown | 37 FERNWOOD CIRCLE | Newport | Vermont | 5855 | 435-136-14892 |  |  | 44.9492 | -72.1935 |  |  | Unknown | Unknown | Unknown |  |  | Unknown Material – No Source | Copper |  | 0.75 | Visual Inspection - Water System | Single Family Residence | No |  |  |  |  | Unk_Unknown_Non | 0 | 0 | 1 | 0 | Yes | No
Unknown | 75 FERNWOOD CIRCLE | Newport | Vermont | 5855 | 435-136-15952 |  |  | 44.9498 | -72.1938 | 6 |  | Unknown | Unknown | Unknown | 07/10/1980 | 0.75 | Unknown Material – No Source | Copper |  | 0.75 | Visual Inspection - Water System | Single Family Residence | No |  | Copper |  |  | Unk_Unknown_Non | 0 | 0 | 1 | 0 | Yes | No
Unknown | 78 FERNWOOD CIRCLE | Newport | Vermont | 5855 | 435-136-15937 |  |  | 44.9499 | -72.1932 |  |  | Unknown | Unknown | Unknown |  |  | Unknown Material – No Source | HDPE |  | 1 | Visual Inspection - Water System | Single Family Residence | No |  |  |  |  | Unk_Unknown_Non | 0 | 0 | 1 | 0 | Yes | No
Non-Lead | 98 FERNWOOD CIRCLE | Newport | Vermont | 5855 | 435-136-15412 |  |  | 44.9501 | -72.1931 |  |  | Unknown | Unknown | Copper | 09/17/2002 | 0.75 | Water System/Municipal Records | HDPE |  | 1 | Visual Inspection - Water System | Single Family Residence | No |  |  |  |  | Non_Unknown_Non | 0 | 0 | 0 | 1 | Yes | No
Unknown | 36 FIELD AVE | Newport | Vermont | 5855 | 435-136-15254 |  |  | 44.9362 | -72.2102 |  |  | Unknown | Unknown | Unknown |  |  | Unknown Material – No Source | Copper |  | 2 | Visual Inspection - Water System | Multi-family residence | No |  | Copper |  |  | Unk_Unknown_Non | 0 | 0 | 1 | 0 | Yes | No
Unknown | 74 FIELD AVE | Newport | Vermont | 5855 | 435-136-14447 |  |  | 44.9365 | -72.2108 | 1 |  | No | Unknown | Copper | 04/14/1997 | 1 | Water System/Municipal Records | Unknown |  |  | Unknown Material – No Source |  | No |  |  |  |  | Non_Unknown_Unk | 0 | 0 | 1 | 0 | Yes | No
Unknown | 350 WESTERN AVE | Newport | Vermont | 5855 | 435-136-15619 |  |  | 44.9395 | -72.1981 |  |  | Unknown | Unknown | Unknown |  |  | Unknown Material – No Source | Copper |  | 1 | Visual Inspection - Water System | Business/Commercial | No |  |  |  |  | Unk_Unknown_Non | 0 | 0 | 1 | 0 | Yes | No
GRR | 209 VETERANS AVE FOOTBALL FIELD | Newport | Vermont | 5855 | 435-136-15651 |  |  | 44.9491 | -72.2031 |  |  | Unknown | Unknown | Galvanized Iron/Steel |  | 1 | Visual Inspection - Water System | Galvanized Iron/Steel |  | 1 | Visual Inspection - Water System | School | No |  |  |  |  | GRR_Unknown_GRR | 0 | 1 | 0 | 0 | Yes | Yes
GRR | 110 FREEMAN ST | Newport | Vermont | 5855 | 435-136-15269 |  |  | 44.9494 | -72.2031 |  |  | Unknown | Unknown | Unknown |  |  | Unknown Material – No Source | Galvanized Iron/Steel |  | 0.75 | Visual Inspection - Water System | Single Family Residence | No |  |  |  |  | Unk_Unknown_GRR | 0 | 1 | 0 | 0 | Yes | Yes
GRR | 130 FREEMAN ST | Newport | Vermont | 5855 | 435-136-16005 |  |  | 44.9493 | -72.2036 |  |  | Unknown | Unknown | Unknown |  |  | Unknown Material – No Source | Galvanized Iron/Steel |  | 0.75 | Visual Inspection - Other | Single Family Residence | No |  |  |  |  | Unk_Unknown_GRR | 0 | 1 | 0 | 0 | Yes | Yes
Unknown | 160 FREEMAN ST | Newport | Vermont | 5855 | 435-136-14441 |  |  | 44.9493 | -72.2042 |  |  | Unknown | Unknown | Unknown |  |  | Unknown Material – No Source | Unknown |  |  | Unknown Material – No Source |  | No |  |  |  |  | Unk_Unknown_Unk | 0 | 0 | 1 | 0 | Yes | No
Unknown | 52 FREEMAN ST | Newport | Vermont | 5855 | 435-136-14858 |  |  | 44.9494 | -72.2018 |  |  | Unknown | Unknown | Unknown |  |  | Unknown Material – No Source | Copper |  | 0.75 | Visual Inspection - Water System | Multi-family residence | No |  | PEX |  |  | Unk_Unknown_Non | 0 | 0 | 1 | 0 | Yes | No
GRR | 70 FREEMAN ST | Newport | Vermont | 5855 | 435-136-14560 |  |  | 44.9495 | -72.2021 |  |  | Unknown | Unknown | Unknown |  |  | Unknown Material – No Source | Galvanized Iron/Steel |  | 0.75 | Visual Inspection - Water System | Single Family Residence | No |  |  |  |  | Unk_Unknown_GRR | 0 | 1 | 0 | 0 | Yes | Yes
Unknown | 80 FREEMAN ST | Newport | Vermont | 5855 | 435-136-14345 |  |  | 44.9493 | -72.2026 |  |  | Unknown | Unknown | Unknown |  |  | Unknown Material – No Source | Copper |  | 0.5 | Visual Inspection - Water System | Single Family Residence | No |  |  |  |  | Unk_Unknown_Non | 0 | 0 | 1 | 0 | Yes | No
Non-Lead | 98 FREEMAN ST | Newport | Vermont | 5855 | 435-136-15812 |  |  | 44.95 | -72.2031 |  |  | Unknown | Unknown | Copper | 05/18/1995 | 0.75 | Water System/Municipal Records | Copper |  | 0.75 | Visual Inspection - Water System | Single Family Residence | No |  |  |  |  | Non_Unknown_Non | 0 | 0 | 0 | 1 | Yes | No
Unknown | 244 FYFE DR - UNIT 1 | Newport | Vermont | 5855 | 435-136-15706 | [6 empty] | Unknown | Unknown | Unknown |  |  | Unknown Material – No Source | Unknown |  |  | Unknown Material – No Source |  | No |  |  |  |  | Unk_Unknown_Unk | 0 | 0 | 1 | 0 | Yes | No
Unknown | 244 FYFE DR - UNIT 2 | Newport | Vermont | 5855 | 435-136-15124 | [6 empty] | Unknown | Unknown | Unknown |  |  | Unknown Material – No Source | Unknown |  |  | Unknown Material – No Source |  | No |  |  |  |  | Unk_Unknown_Unk | 0 | 0 | 1 | 0 | Yes | No
Unknown | 244 FYFE DR - UNIT 3 | Newport | Vermont | 5855 | 435-136-15413 | [6 empty] | Unknown | Unknown | Unknown |  |  | Unknown Material – No Source | Unknown |  |  | Unknown Material – No Source |  | No |  |  |  |  | Unk_Unknown_Unk | 0 | 0 | 1 | 0 | Yes | No
Unknown | 244 FYFE DR - UNIT 4A | Newport | Vermont | 5855 | 435-136-14748 | [6 empty] | Unknown | Unknown | Unknown |  |  | Unknown Material – No Source | Unknown |  |  | Unknown Material – No Source |  | No |  |  |  |  | Unk_Unknown_Unk | 0 | 0 | 1 | 0 | Yes | No
Unknown | 244 FYFE DR - UNIT 4B | Newport | Vermont | 5855 | 435-136-14965 | [6 empty] | Unknown | Unknown | Unknown |  |  | Unknown Material – No Source | Unknown |  |  | Unknown Material – No Source |  | No |  |  |  |  | Unk_Unknown_Unk | 0 | 0 | 1 | 0 | Yes | No
Unknown | 244 FYFE DR - UNIT 5 | Newport | Vermont | 5855 | 435-136-15890 | [6 empty] | Unknown | Unknown | Unknown |  |  | Unknown Material – No Source | Unknown |  |  | Unknown Material – No Source |  | No |  |  |  |  | Unk_Unknown_Unk | 0 | 0 | 1 | 0 | Yes | No
Unknown | 244 FYFE DR - UNIT 6 | Newport | Vermont | 5855 | 435-136-15124 |  |  | 44.9365 | -72.2149 |  |  | Unknown | Unknown | Unknown |  |  | Unknown Material – No Source | Copper |  | 0.75 | Visual Inspection - Water System | Single Family Residence | No |  |  |  |  | Unk_Unknown_Non | 0 | 0 | 1 | 0 | Yes | No
Non-Lead | 1 GARDNER ST | Newport | Vermont | 5855 | 435-136-15613 |  |  | 44.9424 | -72.2034 |  |  | Unknown | Unknown | Other | 2008 |  | Water System/Municipal Records | Other | 2008 |  | Water System/Municipal Records | Business/Commercial | Yes |  |  |  |  | Non_Unknown_Non | 0 | 0 | 0 | 1 | Yes | No
Unknown | 82 FYFE DR - Gateway | Newport | Vermont | 5855 | 435-136-15615 |  |  | 44.9369 | -72.2118 |  |  | Unknown | Unknown | Unknown |  |  | Unknown Material – No Source | Copper |  | 1 | Visual Inspection - Water System | Business/Commercial | No |  | Copper |  |  | Unk_Unknown_Non | 0 | 0 | 1 | 0 | Yes | No
Unknown | 82 FYFE DR - Boathouse | Newport | Vermont | 5855 | 435-136-15315 |  |  | 44.9371 | -72.2115 |  |  | Unknown | Unknown | Unknown |  |  | Unknown Material – No Source | Copper |  | 1 | Visual Inspection - Water System | Business/Commercial | No |  | Copper |  |  | Unk_Unknown_Non | 0 | 0 | 1 | 0 | Yes | No
Non-Lead | 21 GILBERT ST | Newport | Vermont | 5855 | 435-136-15164 |  |  | 44.9308 | -72.2191 |  |  | No | Unknown | Copper | 08/30/2010 | 1 | Water System/Municipal Records | HDPE |  | 1 | Visual Inspection - Water System | Single Family Residence | No |  | Copper |  |  | Non_Unknown_Non | 0 | 0 | 0 | 1 | Yes | No
Non-Lead | 23 GILBERT ST | Newport | Vermont | 5855 | 435-136-15164 |  |  | 44.9317 | -72.2201 |  |  | No | Unknown | Copper | 08/30/2010 | 1 | Water System/Municipal Records | PEX |  | 0.75 | Visual Inspection - Water System | Multi-family residence | No |  | PEX |  |  | Non_Unknown_Non | 0 | 0 | 0 | 1 | Yes | No
Unknown | 41 GILBERT ST | Newport | Vermont | 5855 | 435-136-15134 |  |  | 44.9309 | -72.2191 | 4 |  | No | Unknown | Copper |  | 0.75 | Water System/Municipal Records | Unknown |  |  | Unknown Material – No Source | Single Family Residence | Yes |  |  |  |  | Non_Unknown_Unk | 0 | 0 | 1 | 0 | Yes | No
Non-Lead | 113 GLEN RD | Newport | Vermont | 5855 | 435-136-14260 |  |  | 44.9349 | -72.2016 | 10 |  | No | Unknown | Other | 1991 |  | Water System Maps/Drawings | Copper |  | 0.75 | Visual Inspection - Water System | Single Family Residence | No |  |  |  |  | Non_Unknown_Non | 0 | 0 | 0 | 1 | Yes | No
Unknown | 1223 GLEN RD | Newport | Vermont | 5855 | 435-136-15813 |  |  | 44.9218 | -72.2015 | 10 |  | No | Unknown | Polyethylene (PE) |  | 1 | Water System/Municipal Records | Unknown |  |  | Unknown Material – No Source |  | No |  |  |  |  | Non_Unknown_Unk | 0 | 0 | 1 | 0 | Yes | No
Unknown | 1275 GLEN RD | Newport | Vermont | 5855 | 435-136-15003 |  |  | 44.9214 | -72.2022 | 10 |  | No | Unknown | Polyethylene (PE) |  | 1 | Water System/Municipal Records | Unknown |  |  | Unknown Material – No Source |  | No |  |  |  |  | Non_Unknown_Unk | 0 | 0 | 1 | 0 | Yes | No
Non-Lead | 176 GLEN RD | Newport | Vermont | 5855 | 435-136-14866 |  |  | 44.9341 | -72.2025 | 10 |  | No | Unknown | Other | 1991 |  | Water System/Municipal Records | HDPE |  | 1 | Visual Inspection - Water System |  | No |  |  |  |  | Non_Unknown_Non | 0 | 0 | 0 | 1 | Yes | No
Non-Lead | 1899 GLEN RD | Newport | Vermont | 5855 | 435-136-15115 |  |  | 44.9121 | -72.2013 | 8 |  | No | Unknown | Other | 1991 |  | Water System/Municipal Records | Other | 1993 |  | Local Codes/Regulations | Single Family Residence | No |  |  |  |  | Non_Unknown_Non | 0 | 0 | 0 | 1 | Yes | No
Unknown | 200 GLEN RD - HOUSE | Newport | Vermont | 5855 | 435-136-14866 |  |  | 44.934 | -72.2025 | 10 |  | No | No | Other | 2010 |  | Water System/Municipal Records | Unknown |  |  | Unknown Material – No Source |  | No |  |  |  |  | Non_No_Unk | 0 | 0 | 1 | 0 | Yes | No
Non-Lead | 208 GLEN RD | Newport | Vermont | 5855 | 435-136-16143 |  |  | 44.9336 | -72.2023 | 10 |  | No | Unknown | Other | 1991 | 0.75 | Water System/Municipal Records | Copper |  | 0.5 | Visual Inspection - Water System | Single Family Residence | No |  |  |  |  | Non_Unknown_Non | 0 | 0 | 0 | 1 | Yes | No
Non-Lead | 215 GLEN RD | Newport | Vermont | 5855 | 435-136-15643 |  |  | 44.9337 | -72.202 |  |  | Unknown | Unknown | Copper |  | 0.75 | Visual Inspection - Water System | Copper |  | 0.5 | Visual Inspection - Water System | School | No |  |  |  |  | Non_Unknown_Non | 0 | 0 | 0 | 1 | Yes | No
Non-Lead | 2167 GLEN RD | Newport | Vermont | 5855 | 435-136-14331 |  |  | 44.9092 | -72.1984 | 10 |  | No | Unknown | Other | 1991 |  | Water System/Municipal Records | HDPE |  | 1 | Visual Inspection - Water System | Single Family Residence | No |  |  |  |  | Non_Unknown_Non | 0 | 0 | 0 | 1 | Yes | No
Non-Lead | 220 GLEN RD | Newport | Vermont | 5855 | 435-136-14729 |  |  | 44.9335 | -72.2022 | 8 |  | No | Unknown | Other | 1991 |  | Water System/Municipal Records | Copper |  | 0.5 | Visual Inspection - Other | Single Family Residence | No |  |  |  |  | Non_Unknown_Non | 0 | 0 | 0 | 1 | Yes | No
GRR | 23 GLEN RD | Newport | Vermont | 5855 | 435-136-15801 |  |  | 44.9363 | -72.2014 | 6 |  | No | Unknown | Copper | 5/1/1996 | 0.75 | Water System/Municipal Records | Galvanized Iron/Steel |  |  | Visual Inspection - Water System | Multi-family residence | No |  |  |  |  | Non_Unknown_GRR | 0 | 1 | 0 | 0 | Yes | Yes
Unknown | 2363 GLEN RD - (TRAILER) | Newport | Vermont | 5855 | 435-136-14578 |  |  | 44.9077 | -72.1946 | 8 |  | No | Unknown | Other | 1991 |  | Water System/Municipal Records | Unknown |  |  | Unknown Material – No Source |  | No |  |  |  |  | Non_Unknown_Unk | 0 | 0 | 1 | 0 | Yes | No
Unknown | 2365 GLEN RD | Newport | Vermont | 5855 | 435-136-14578 |  |  | 44.9085 | -72.1948 | 8 |  | No | Unknown | Other | 1991 |  | Water System/Municipal Records | Unknown |  |  | Unknown Material – No Source |  | No |  |  |  |  | Non_Unknown_Unk | 0 | 0 | 1 | 0 | Yes | No
Non-Lead | 244 GLEN RD | Newport | Vermont | 5855 | 435-136-15042 |  |  | 44.9333 | -72.2026 | 10 |  | No | Unknown | Other | 2009 |  | Water System/Municipal Records | PEX |  | 0.75 | Visual Inspection - Water System | Single Family Residence | No |  |  |  |  | Non_Unknown_Non | 0 | 0 | 0 | 1 | Yes | No
GRR | 250 GLEN RD | Newport | Vermont | 5855 | 435-136-15299 |  |  | 44.9332 | -72.2024 | 10 |  | No | Unknown | Other | 1991 |  | Water System/Municipal Records | Galvanized Iron/Steel |  | 0.75 | Visual Inspection - Water System | Single Family Residence | No |  |  |  |  | Non_Unknown_GRR | 0 | 1 | 0 | 0 | Yes | Yes
Non-Lead | 2557 GLEN RD - (MAINT BLDG) | Newport | Vermont | 5855 | 435-136-16195 |  |  | 44.9083 | -72.1922 | 8 |  | No | Unknown | Other | 1991 |  | Water System/Municipal Records | Other | 1993 |  | Other |  | No |  |  |  |  | Non_Unknown_Non | 0 | 0 | 0 | 1 | Yes | No
Non-Lead | 2559 GLEN RD | Newport | Vermont | 5855 | 435-136-16195 |  |  | 44.9069 | -72.1913 | 8 |  | No | Unknown | Other | 1991 |  | Water System/Municipal Records | Other | 1993 |  | Other |  | No |  |  |  |  | Non_Unknown_Non | 0 | 0 | 0 | 1 | Yes | No
Non-Lead | 2559 GLEN RD - (PUMP STATION) | Newport | Vermont | 5855 | 435-136-16195 |  |  | 44.9053 | -72.1932 | 8 |  | No | Unknown | Other | 1991 |  | Water System/Municipal Records | Other | 1993 |  | Other |  | No |  |  |  |  | Non_Unknown_Non | 0 | 0 | 0 | 1 | Yes | No
Non-Lead | 258 GLEN RD | Newport | Vermont | 5855 | 435-136-14285 |  |  | 44.933 | -72.2024 | 10 |  | No | Unknown | Other | 1991 |  | Water System/Municipal Records | Copper |  | 0.5 | Visual Inspection - Water System | Single Family Residence | No |  |  |  |  | Non_Unknown_Non | 0 | 0 | 0 | 1 | Yes | No
Unknown | 259 GLEN RD | Newport | Vermont | 5855 | 435-136-15238 |  |  | 44.9328 | -72.2014 | 10 |  | No | Unknown | Other | 1991 |  | Water System/Municipal Records | Unknown |  |  | Unknown Material – No Source |  | No |  |  |  |  | Non_Unknown_Unk | 0 | 0 | 1 | 0 | Yes | No
Non-Lead | 265 GLEN RD | Newport | Vermont | 5855 | 435-136-15944 |  |  | 44.9329 | -72.202 | 10 |  | No | Unknown | Other | 1991 |  | Water System/Municipal Records | Copper |  | 0.75 | Visual Inspection - Water System | Single Family Residence | No |  | PEX |  |  | Non_Unknown_Non | 0 | 0 | 0 | 1 | Yes | No
Non-Lead | 270 GLEN RD | Newport | Vermont | 5855 | 435-136-14284 |  |  | 44.933 | -72.2025 | 10 |  | No | Unknown | Other | 1991 |  | Water System/Municipal Records | Copper |  | 0.5 | Visual Inspection - Water System | Single Family Residence | No |  | Copper |  |  | Non_Unknown_Non | 0 | 0 | 0 | 1 | Yes | No
Non-Lead | 273 GLEN RD | Newport | Vermont | 5855 | 435-136-14539 |  |  | 44.9326 | -72.2019 | 10 |  | No | Unknown | Other | 1991 |  | Water System/Municipal Records | Copper |  | 0.75 | Visual Inspection - Water System | Single Family Residence | No |  |  |  |  | Non_Unknown_Non | 0 | 0 | 0 | 1 | Yes | No
Non-Lead | 284 GLEN RD | Newport | Vermont | 5855 | 435-136-15889 |  |  | 44.9328 | -72.2026 | 10 |  | No | Unknown | Other | 1991 |  | Water System/Municipal Records | Copper |  | 0.5 | Visual Inspection - Water System | Single Family Residence | No |  | Galvanized Iron/Steel |  |  | Non_Unknown_Non | 0 | 0 | 0 | 1 | Yes | No
GRR | 294 GLEN RD | Newport | Vermont | 5855 | 435-136-15889 |  |  | 44.9327 | -72.2026 | 10 |  | No | Unknown | Other | 1991 |  | Water System/Municipal Records | Galvanized Iron/Steel |  | 0.5 | Visual Inspection - Water System | Single Family Residence | No |  |  |  |  | Non_Unknown_GRR | 0 | 1 | 0 | 0 | Yes | Yes
Non-Lead | 31 GLEN RD | Newport | Vermont | 5855 | 435-136-14599 |  |  | 44.9361 | -72.2016 | 10 |  | No | Unknown | Other | 1991 |  | Water System/Municipal Records | Copper |  | 0.75 | Visual Inspection - Water System | Single Family Residence | No |  |  |  |  | Non_Unknown_Non | 0 | 0 | 0 | 1 | Yes | No
Unknown | 312 GLEN RD | Newport | Vermont | 5855 | 435-136-15624 |  |  | 44.9325 | -72.2029 | 10 |  | No | Unknown | Other | 1991 |  | Water System/Municipal Records | Unknown |  |  | Unknown Material – No Source |  | No |  |  |  |  | Non_Unknown_Unk | 0 | 0 | 1 | 0 | Yes | No
GRR | 319 GLEN RD | Newport | Vermont | 5855 | 435-136-15293 |  |  | 44.9319 | -72.2026 | 10 |  | No | Unknown | Other | 1991 |  | Water System/Municipal Records | Galvanized Iron/Steel |  | 0.5 | Visual Inspection - Water System | Single Family Residence | No |  |  |  |  | Non_Unknown_GRR | 0 | 1 | 0 | 0 | Yes | Yes
Non-Lead | 321 GLEN RD | Newport | Vermont | 5855 | 435-136-16203 |  |  | 44.9319 | -72.2032 | 10 |  | No | Unknown | Other | 1991 |  | Water System/Municipal Records | Copper |  | 0.75 | Visual Inspection - Water System | Single Family Residence | No |  | Copper |  |  | Non_Unknown_Non | 0 | 0 | 0 | 1 | Yes | No
Non-Lead | 326 GLEN RD | Newport | Vermont | 5855 | 435-136-14428 |  |  | 44.9323 | -72.2031 | 10 |  | No | Unknown | Other | 1991 |  | Water System/Municipal Records | Copper |  | 0.5 | Visual Inspection - Water System | Single Family Residence | No |  |  |  |  | Non_Unknown_Non | 0 | 0 | 0 | 1 | Yes | No
Non-Lead | 338 GLEN RD | Newport | Vermont | 5855 | 435-136-15856 |  |  | 44.9323 | -72.2032 | 10 |  | No | Unknown | Other | 1991 |  | Water System/Municipal Records | Copper |  | 0.5 | Visual Inspection - Water System | Single Family Residence | No |  | Copper |  |  | Non_Unknown_Non | 0 | 0 | 0 | 1 | Yes | No
Non-Lead | 350GLEN RD | Newport | Vermont | 5855 | 435-136-15041 |  |  | 44.9321 | -72.2035 | 10 |  | No | Unknown | Other | 1991 |  | Water System/Municipal Records | HDPE |  | 1 | Visual Inspection - Water System | Single Family Residence | No |  | Copper |  |  | Non_Unknown_Non | 0 | 0 | 0 | 1 | Yes | No
Non-Lead | 360 GLEN RD | Newport | Vermont | 5855 | 435-136-15414 |  |  | 44.9319 | -72.2037 | 10 |  | No | Unknown | Other | 1991 |  | Water System/Municipal Records | Copper |  | 0.5 | Visual Inspection - Water System | Single Family Residence | No |  |  |  |  | Non_Unknown_Non | 0 | 0 | 0 | 1 | Yes | No
Non-Lead | 365 GLEN RD | Newport | Vermont | 5855 | 435-136-15796 |  |  | 44.9318 | -72.2035 | 10 |  | No | Unknown | Other | 1991 |  | Water System/Municipal Records | Copper |  | 0.5 | Visual Inspection - Water System | Single Family Residence | No |  | PEX |  |  | Non_Unknown_Non | 0 | 0 | 0 | 1 | Yes | No
Non-Lead | 367 GLEN RD | Newport | Vermont | 5855 | 435-136-16140 |  |  | 44.9314 | -72.2032 | 10 |  | No | Unknown | Other | 1991 |  | Water System/Municipal Records | HDPE |  | 1 | Visual Inspection - Water System | Single Family Residence | No |  | PEX |  |  | Non_Unknown_Non | 0 | 0 | 0 | 1 | Yes | No
Non-Lead | 374 GLEN RD | Newport | Vermont | 5855 | 435-136-14347 |  |  | 44.932 | -72.2039 | 10 |  | No | Unknown | Other | 1991 |  | Water System/Municipal Records | PEX |  | 0.75 | Visual Inspection - Water System | Single Family Residence | No |  | Copper |  |  | Non_Unknown_Non | 0 | 0 | 0 | 1 | Yes | No
Unknown | 381 GLEN RD | Newport | Vermont | 5855 | 435-136-15367 |  |  | 44.9317 | -72.2038 | 10 |  | No | Unknown | Other | 1991 |  | Water System/Municipal Records | Unknown |  |  | Unknown Material – No Source |  | No |  |  |  |  | Non_Unknown_Unk | 0 | 0 | 1 | 0 | Yes | No
Unknown | 382 GLEN RD | Newport | Vermont | 5855 | 435-136-14346 |  |  | 44.9319 | -72.204 | 10 |  | No | Unknown | Other | 1991 |  | Water System/Municipal Records | Unknown |  |  | Unknown Material – No Source |  | No |  |  |  |  | Non_Unknown_Unk | 0 | 0 | 1 | 0 | Yes | No
Unknown | 383 GLEN RD | Newport | Vermont | 5855 | 435-136-15175 |  |  | 44.9317 | -72.2036 | 10 |  | No | Unknown | Other | 1991 |  | Water System/Municipal Records | Unknown |  |  | Unknown Material – No Source |  | No |  |  |  |  | Non_Unknown_Unk | 0 | 0 | 1 | 0 | Yes | No
Unknown | 393 GLEN RD | Newport | Vermont | 5855 | 435-136-14483 |  |  | 44.9315 | -72.204 | 10 |  | No | Unknown | Other | 1991 |  | Water System/Municipal Records | Unknown |  |  | Unknown Material – No Source |  | No |  |  |  |  | Non_Unknown_Unk | 0 | 0 | 1 | 0 | Yes | No
Non-Lead | 404 GLEN RD | Newport | Vermont | 5855 | 435-136-14739 |  |  | 44.9317 | -72.2042 | 10 |  | No | Unknown | Other | 1991 |  | Water System/Municipal Records | Copper |  | 0.5 | Visual Inspection - Water System | Multi-family residence | No |  | Copper |  |  | Non_Unknown_Non | 0 | 0 | 0 | 1 | Yes | No
Non-Lead | 409 GLEN RD | Newport | Vermont | 5855 | 435-136-14741 |  |  | 44.9314 | -72.2041 | 10 |  | No | Unknown | Other | 1991 |  | Water System/Municipal Records | Copper |  | 0.5 | Visual Inspection - Water System | Single Family Residence | No |  | Galvanized Iron/Steel |  |  | Non_Unknown_Non | 0 | 0 | 0 | 1 | Yes | No
Non-Lead | 412 GLEN RD | Newport | Vermont | 5855 | 435-136-14305 |  |  | 44.9315 | -72.2044 | 10 |  | No | Unknown | Other | 1991 |  | Water System/Municipal Records | Copper |  | 0.75 | Visual Inspection - Water System | Single Family Residence | No |  | Copper |  |  | Non_Unknown_Non | 0 | 0 | 0 | 1 | Yes | No
Non-Lead | 424 GLEN RD | Newport | Vermont | 5855 | 435-136-14580 |  |  | 44.9316 | -72.2046 | 10 |  | No | Unknown | Other | 1991 |  | Water System/Municipal Records | Copper |  | 0.75 | Visual Inspection - Water System | Single Family Residence | No |  |  |  |  | Non_Unknown_Non | 0 | 0 | 0 | 1 | Yes | No
Non-Lead | 444 GLEN RD | Newport | Vermont | 5855 | 435-136-15174 |  |  | 44.9315 | -72.205 | 10 |  | No | Unknown | Other | 1991 |  | Water System/Municipal Records | HDPE |  | 0.75 | Visual Inspection - Water System | Single Family Residence | No |  | Copper |  |  | Non_Unknown_Non | 0 | 0 | 0 | 1 | Yes | No
Unknown | 466 GLEN RD | Newport | Vermont | 5855 | 435-136-15292 |  |  | 44.9312 | -72.2053 | 10 |  | No | Unknown | Copper | 1991 | 0.5 | Water System/Municipal Records | Unknown |  |  | Unknown Material – No Source |  | No |  |  |  |  | Non_Unknown_Unk | 0 | 0 | 1 | 0 | Yes | No
Unknown | 470 GLEN RD | Newport | Vermont | 5855 | 435-136-14763 |  |  | 44.9311 | -72.2055 | 10 |  | No | Unknown | Other | 1991 |  | Water System/Municipal Records | Unknown |  |  | Unknown Material – No Source |  | No |  |  |  |  | Non_Unknown_Unk | 0 | 0 | 1 | 0 | Yes | No
Non-Lead | 471 GLEN RD | Newport | Vermont | 5855 | 435-136-15989 |  |  | 44.931 | -72.2053 | 10 |  | No | Unknown | Other | 1991 |  | Water System/Municipal Records | HDPE |  | 0.75 | Visual Inspection - Water System | Single Family Residence | No |  | Copper |  |  | Non_Unknown_Non | 0 | 0 | 0 | 1 | Yes | No
Non-Lead | 489 GLEN RD | Newport | Vermont | 5855 | 435-136-16183 |  |  | 44.931 | -72.2054 | 10 |  | No | Unknown | Other | 1991 |  | Water System/Municipal Records | Copper |  | 0.5 | Visual Inspection - Water System | Single Family Residence | No |  | Galvanized Iron/Steel |  |  | Non_Unknown_Non | 0 | 0 | 0 | 1 | Yes | No
GRR | 509 GLEN RD | Newport | Vermont | 5855 | 435-136-15854 |  |  | 44.9307 | -72.2056 | 10 |  | No | Unknown | Other | 1991 |  | Water System/Municipal Records | Galvanized Iron/Steel |  | 0.5 | Visual Inspection - Water System | Multi-family residence | No |  |  |  |  | Non_Unknown_GRR | 0 | 1 | 0 | 0 | Yes | Yes
Unknown | 513 GLEN RD | Newport | Vermont | 5855 | 435-136-15517 |  |  | 44.9307 | -72.2058 | 10 |  | No | Unknown | Other | 1991 |  | Water System/Municipal Records | Unknown |  |  | Unknown Material – No Source |  | No |  |  |  |  | Non_Unknown_Unk | 0 | 0 | 1 | 0 | Yes | No
Unknown | 891 GLEN RD | Newport | Vermont | 5855 | 435-136-15797 |  |  | 44.9269 | -72.2014 | 10 |  | No | Unknown | Other | 1991 |  | Water System/Municipal Records | Unknown |  |  | Unknown Material – No Source | Other/Vacant | No |  |  |  |  | Non_Unknown_Unk | 0 | 0 | 1 | 0 | Yes | No
Non-Lead | 936 GLEN RD | Newport | Vermont | 5855 | 435-136-14567 |  |  | 44.9256 | -72.2017 | 10 |  | No | Unknown | Other | 1991 |  | Water System/Municipal Records | Copper |  | 0.5 | Visual Inspection - Water System | Single Family Residence | No |  |  |  |  | Non_Unknown_Non | 0 | 0 | 0 | 1 | Yes | No
Non-Lead | 961 GLEN RD | Newport | Vermont | 5855 | 435-136-14646 |  |  | 44.9251 | -72.2014 | 10 |  | No | Unknown | Other | 1991 |  | Water System/Municipal Records | Copper |  | 0.75 | Visual Inspection - Water System | Single Family Residence | No |  |  |  |  | Non_Unknown_Non | 0 | 0 | 0 | 1 | Yes | No
Non-Lead | 962 GLEN RD | Newport | Vermont | 5855 | 435-136-16157 |  |  | 44.9254 | -72.202 | 10 |  | No | Unknown | Other | 1991 |  | Water System/Municipal Records | HDPE |  | 1 | Visual Inspection - Water System | Single Family Residence | No |  | Copper |  |  | Non_Unknown_Non | 0 | 0 | 0 | 1 | Yes | No
Unknown | 40 GOLDENEYE LN | Newport | Vermont | 5855 | 435-136-15898 |  |  | 44.9619 | -72.1966 |  |  | Unknown | Unknown | Unknown |  |  | Unknown Material – No Source | HDPE |  | 0.75 | Visual Inspection - Water System | Single Family Residence | No |  | Copper |  |  | Unk_Unknown_Non | 0 | 0 | 1 | 0 | Yes | No
Non-Lead | 16 GOVERNOR DR - APTS | Newport | Vermont | 5855 | 435-136-15657 |  |  |  |  | 8 |  | Unknown | Unknown | Copper |  |  | Water System/Municipal Records | Copper |  | 2 | Visual Inspection - Water System | Multi-family residence | No |  |  |  |  | Non_Unknown_Non | 0 | 0 | 0 | 1 | Yes | No
Unknown | 26 GOVERNOR DR - APTS | Newport | Vermont | 5855 | 435-136-15657 | [6 empty] | Unknown | Unknown | Unknown |  |  | Unknown Material – No Source | Copper |  | 2 | Visual Inspection - Water System | Multi-family residence | No |  |  |  |  | Unk_Unknown_Non | 0 | 0 | 1 | 0 | Yes | No
Unknown | 28 GOVERNOR DR - APTS | Newport | Vermont | 5855 | 435-136-15657 |  |  | 44.9337 | -72.2138 |  |  | Unknown | Unknown | Unknown |  |  | Unknown Material – No Source | Copper |  | 2 | Visual Inspection - Water System | Multi-family residence | No |  | Copper |  |  | Unk_Unknown_Non | 0 | 0 | 1 | 0 | Yes | No
Unknown | 18 GREEN PLACE | Newport | Vermont | 5855 | 435-136-15721 |  |  | 44.933 | -72.2099 |  |  | Unknown | Unknown | Unknown | 02/25/1927 | 0.75 | Unknown Material – No Source | HDPE |  | 0.75 | Visual Inspection - Water System | Single Family Residence | No |  |  |  |  | Unk_Unknown_Non | 0 | 0 | 1 | 0 | Yes | No
GRR | 32 GREEN PLACE | Newport | Vermont | 5855 | 435-136-14746 |  |  | 44.9328 | -72.2098 | 1 |  | Unknown | Unknown | Unknown | 02/25/1927 | 0.5 | Unknown Material – No Source | Galvanized Iron/Steel |  | 0.75 | Visual Inspection - Water System | Multi-family residence | No |  |  |  |  | Unk_Unknown_GRR | 0 | 1 | 0 | 0 | Yes | Yes
Unknown | 38 GREEN PLACE | Newport | Vermont | 5855 | 435-136-15265 | [6 empty] | Unknown | Unknown | Unknown | 02/25/1927 | 0.5 | Unknown Material – No Source | Unknown |  |  | Unknown Material – No Source |  | No |  |  |  |  | Unk_Unknown_Unk | 0 | 0 | 1 | 0 | Yes | No
Unknown | 49 GREEN PLACE | Newport | Vermont | 5855 | 435-136-15684 | [6 empty] | Unknown | Unknown | Unknown | 02/25/1927 |  | Unknown Material – No Source | Unknown |  |  | Unknown Material – No Source |  | No |  |  |  |  | Unk_Unknown_Unk | 0 | 0 | 1 | 0 | Yes | No
Unknown | 55 GREEN PLACE | Newport | Vermont | 5855 | 435-136-14515 |  |  | 44.9325 | -72.2094 |  |  | Unknown | Unknown | Unknown | 05/19/1941 | 0.75 | Unknown Material – No Source | Copper | 1989 | 0.75 | Visual Inspection - Other | Single Family Residence | No |  | PEX |  |  | Unk_Unknown_Non | 0 | 0 | 1 | 0 | Yes | No
Unknown | 6 GREEN PLACE | Newport | Vermont | 5855 | 435-136-14732 |  |  | 44.9332 | -72.2101 | 6 |  | Unknown | Unknown | Unknown | 12/18/1959 | 0.5 | Unknown Material – No Source | Copper |  | 0.75 | Visual Inspection - Water System | Single Family Residence | No |  | PEX |  |  | Unk_Unknown_Non | 0 | 0 | 1 | 0 | Yes | No
Unknown | 7 GREEN PLACE | Newport | Vermont | 5855 | 435-136-14583 | [6 empty] | Unknown | Unknown | Unknown |  |  | Unknown Material – No Source | Unknown |  |  | Unknown Material – No Source |  | No |  |  |  |  | Unk_Unknown_Unk | 0 | 0 | 1 | 0 | Yes | No
Unknown | 15 HARTLEY LN | Newport | Vermont | 5855 | 435-136-15069 |  |  | 44.9317 | -72.227 |  |  | Unknown | Unknown | Copper | 1980 |  | Water System/Municipal Records | Unknown |  |  | Unknown Material – No Source |  | No |  |  |  |  | Non_Unknown_Unk | 0 | 0 | 1 | 0 | Yes | No
Non-Lead | 37 HARTLEY LN | Newport | Vermont | 5855 | 435-136-16118 |  |  | 44.9321 | -72.2267 |  |  | Unknown | Unknown | Copper | 1980 |  | Water System/Municipal Records | Copper |  | 0.75 | Visual Inspection - Water System | Single Family Residence | No |  | Copper |  |  | Non_Unknown_Non | 0 | 0 | 0 | 1 | Yes | No
Non-Lead | 52 HARTLEY LN | Newport | Vermont | 5855 | 435-136-16200 |  |  | 44.9322 | -72.2262 |  |  | Unknown | Unknown | Copper | 1980 |  | Water System/Municipal Records | HDPE |  | 1 | Visual Inspection - Water System | Single Family Residence | No |  | Copper |  |  | Non_Unknown_Non | 0 | 0 | 0 | 1 | Yes | No
GRR | 45 HAYES RD | Newport | Vermont | 5855 | 435-136-16400 |  |  | 44.955 | -72.2195 |  |  | Unknown | Unknown | Unknown |  |  | Unknown Material – No Source | Galvanized Iron/Steel |  | 0.75 | Visual Inspection - Water System | Single Family Residence | No |  |  |  |  | Unk_Unknown_GRR | 0 | 1 | 0 | 0 | Yes | Yes
Unknown | 47 HAYES RD | Newport | Vermont | 5855 | 435-136-15198 |  |  | 44.9552 | -72.2197 |  |  | Unknown | Unknown | Unknown |  |  | Unknown Material – No Source | Copper |  | 0.75 | Visual Inspection - Water System | Single Family Residence | No |  |  |  |  | Unk_Unknown_Non | 0 | 0 | 1 | 0 | Yes | No
GRR | 19 HELENE ST | Newport | Vermont | 5855 | 435-136-16264 |  |  | 44.9503 | -72.1908 | 1 |  | No | Unknown | Copper | 8/10/1971 | 0.75 | Water System/Municipal Records | Galvanized Iron/Steel |  | 0.75 | Visual Inspection - Water System | Single Family Residence | No |  |  |  |  | Non_Unknown_GRR | 0 | 1 | 0 | 0 | Yes | Yes
GRR | 2 HELENE ST | Newport | Vermont | 5855 | 435-136-16131 |  |  | 44.9501 | -72.1903 |  |  | Unknown | Unknown | Unknown |  |  | Unknown Material – No Source | Galvanized Iron/Steel |  | 0.5 | Visual Inspection - Water System | Single Family Residence | No |  |  |  |  | Unk_Unknown_GRR | 0 | 1 | 0 | 0 | Yes | Yes
Non-Lead | 30 HELENE ST | Newport | Vermont | 5855 | 435-136-15081 |  |  | 44.9504 | -72.1902 |  |  | Unknown | Unknown | Copper | 10/15/1970 | 0.5 | Water System/Municipal Records | Copper |  | 0.75 | Visual Inspection - Water System | Single Family Residence | No |  |  |  |  | Non_Unknown_Non | 0 | 0 | 0 | 1 | Yes | No
Non-Lead | 50 HELENE ST | Newport | Vermont | 5855 | 435-136-14381 |  |  | 44.9507 | -72.1901 |  |  | No | Unknown | Copper | 9/7/2007 | 1 | Water System/Municipal Records | Copper | 1969 | 0.75 | Visual Inspection - Water System | Single Family Residence | No |  |  |  |  | Non_Unknown_Non | 0 | 0 | 0 | 1 | Yes | No
Unknown | 74 HELENE ST | Newport | Vermont | 5855 | 435-136-14293 |  |  | 44.951 | -72.1901 |  |  | Unknown | Unknown | Unknown |  |  | Unknown Material – No Source | Copper |  | 0.75 | Visual Inspection - Water System | Single Family Residence | No |  | Copper |  |  | Unk_Unknown_Non | 0 | 0 | 1 | 0 | Yes | No
Non-Lead | 60 HEMLOCK LN | Newport | Vermont | 5855 | 435-136-15947 |  |  | 44.9592 | -72.2062 |  |  | Unknown | Unknown | Other | 6/30/1996 |  | Water System/Municipal Records | HDPE |  | 0.75 | Visual Inspection - Water System | Single Family Residence | No |  | Copper |  |  | Non_Unknown_Non | 0 | 0 | 0 | 1 | Yes | No
Non-Lead | 22 HERON LN | Newport | Vermont | 5855 | 435-136-14303 |  |  | 44.948 | -72.2325 |  |  | Unknown | Unknown | Other | 2003 |  | Water System/Municipal Records | Copper |  | 0.75 | Visual Inspection - Water System | Single Family Residence | No |  |  |  |  | Non_Unknown_Non | 0 | 0 | 0 | 1 | Yes | No
Non-Lead | 36 HERON LN | Newport | Vermont | 5855 | 435-136-15816 |  |  | 44.9482 | -72.2326 | 8 | Ductile Iron | No | Unknown | Other | 2003 |  | Water System/Municipal Records | Copper |  | 0.75 | Visual Inspection - Water System | Single Family Residence | No |  |  |  |  | Non_Unknown_Non | 0 | 0 | 0 | 1 | Yes | No
Non-Lead | 50 HERON LN | Newport | Vermont | 5855 | 435-136-15816 |  |  | 44.9486 | -72.2326 | 8 | Ductile Iron | No | Unknown | Other | 2003 |  | Water System/Municipal Records | Copper |  | 0.75 | Visual Inspection - Water System | Single Family Residence | No |  |  |  |  | Non_Unknown_Non | 0 | 0 | 0 | 1 | Yes | No
Non-Lead | 64 HERON LN | Newport | Vermont | 5855 | 435-136-14586 |  |  | 44.9487 | -72.2325 | 8 | Ductile Iron | No | Unknown | Other | 2003 |  | Water System/Municipal Records | Copper |  | 0.75 | Visual Inspection - Water System | Single Family Residence | No |  |  |  |  | Non_Unknown_Non | 0 | 0 | 0 | 1 | Yes | No
Non-Lead | 72 HERON LN | Newport | Vermont | 5855 | 435-136-15982 |  |  | 44.9489 | -72.2325 | 8 | Ductile Iron | No | Unknown | Other | 2003 |  | Water System/Municipal Records | HDPE |  | 1 | Visual Inspection - Water System | Single Family Residence | No |  | PEX |  |  | Non_Unknown_Non | 0 | 0 | 0 | 1 | Yes | No
Non-Lead | 79 HERON LN | Newport | Vermont | 5855 | 435-136-14824 |  |  | 44.9491 | -72.233 | 8 | Ductile Iron | No | Unknown | Other | 2003 |  | Water System/Municipal Records | Copper |  | 0.75 | Visual Inspection - Water System | Single Family Residence | No |  | PEX |  |  | Non_Unknown_Non | 0 | 0 | 0 | 1 | Yes | No
Unknown | 8 HERON LN | Newport | Vermont | 5855 | 435-136-14303 |  |  |  |  | 8 | Ductile Iron | No | Unknown | Other | 2003 |  | Water System/Municipal Records | Unknown |  |  | Unknown Material – No Source | Other/Vacant | No |  |  |  |  | Non_Unknown_Unk | 0 | 0 | 1 | 0 | Yes | No
Non-Lead | 80 HERON LN | Newport | Vermont | 5855 | 435-136-16018 |  |  | 44.9491 | -72.2327 | 8 | Ductile Iron | No | Unknown | Other | 2003 |  | Water System/Municipal Records | Copper |  | 0.75 | Visual Inspection - Water System | Single Family Residence | No |  |  |  |  | Non_Unknown_Non | 0 | 0 | 0 | 1 | Yes | No
Unknown | 124 HERRICK ST | Newport | Vermont | 5855 | 435-136-14862 |  |  | 44.9374 | -72.2001 | 2 |  | Unknown | Unknown | Unknown | 5/20/1960 | 0.5 | Unknown Material – No Source | Copper |  | 0.5 | Visual Inspection - Water System | Single Family Residence | No |  |  |  |  | Unk_Unknown_Non | 0 | 0 | 1 | 0 | Yes | No
Unknown | 144 HERRICK ST | Newport | Vermont | 5855 | 435-136-15641 |  |  | 44.9374 | -72.1998 |  |  | Unknown | Unknown | Unknown |  |  | Unknown Material – No Source | Copper |  | 0.5 | Visual Inspection - Water System | Single Family Residence | No |  |  |  |  | Unk_Unknown_Non | 0 | 0 | 1 | 0 | Yes | No
Unknown | 159 HERRICK ST - MH | Newport | Vermont | 5855 | 435-136-15640 |  |  | 44.9379 | -72.1994 | 8 |  | Unknown | Unknown | Unknown | 5/9/1984 |  | Unknown Material – No Source | HDPE |  | 1 | Visual Inspection - Water System | Single Family Residence | No |  |  |  |  | Unk_Unknown_Non | 0 | 0 | 1 | 0 | Yes | No
GRR | 177 HERRICK ST | Newport | Vermont | 5855 | 435-136-15864 |  |  | 44.9377 | -72.199 | 2 |  | Unknown | Unknown | Unknown | 5/19/1960 | 0.5 | Unknown Material – No Source | Galvanized Iron/Steel |  | 0.75 | Visual Inspection - Water System | Single Family Residence | No |  |  |  |  | Unk_Unknown_GRR | 0 | 1 | 0 | 0 | Yes | Yes
GRR | 182 HERRICK ST | Newport | Vermont | 5855 | 435-136-15901 |  |  | 44.9376 | -72.1994 | 2 |  | Unknown | Unknown | Unknown | 1/20/1960 | 0.5 | Unknown Material – No Source | Galvanized Iron/Steel |  | 0.75 | Visual Inspection - Water System | Single Family Residence | No |  | Copper |  |  | Unk_Unknown_GRR | 0 | 1 | 0 | 0 | Yes | Yes
Unknown | 203 HERRICK ST | Newport | Vermont | 5855 | 435-136-14934 |  |  | 44.9374 | -72.1989 | 6 |  | Unknown | Unknown | Unknown | 5/19/1960 | 0.5 | Unknown Material – No Source | Copper |  | 0.5 | Visual Inspection - Water System | Single Family Residence | No |  |  |  |  | Unk_Unknown_Non | 0 | 0 | 1 | 0 | Yes | No
Unknown | 41 HERRICK ST | Newport | Vermont | 5855 | 435-136-14670 |  |  | 44.9378 | -72.2017 | 8 |  | Unknown | Unknown | Unknown | 5/25/1960 | 1 | Unknown Material – No Source | Copper |  | 0.75 | Visual Inspection - Water System | Single Family Residence | No |  |  |  |  | Unk_Unknown_Non | 0 | 0 | 1 | 0 | Yes | No
Unknown | 84 HERRICK ST | Newport | Vermont | 5855 | 435-136-15642 |  |  | 44.9374 | -72.2011 | 8 |  | Unknown | Unknown | Unknown | 5/20/1960 | 1.5 | Unknown Material – No Source | Copper |  | 0.75 | Visual Inspection - Water System | Multi-family residence | No |  |  |  |  | Unk_Unknown_Non | 0 | 0 | 1 | 0 | Yes | No
Unknown | 90 HERRICK ST | Newport | Vermont | 5855 | 435-136-14943 |  |  | 44.9373 | -72.2007 |  |  | Unknown | Unknown | Unknown |  |  | Unknown Material – No Source | Copper |  | 0.5 | Visual Inspection - Water System | Single Family Residence | No |  | Copper |  |  | Unk_Unknown_Non | 0 | 0 | 1 | 0 | Yes | No
Unknown | 1176 HIGHLAND AVE | Newport | Vermont | 5855 | 435-136-15279 |  |  | 44.9314 | -72.2379 | 10 |  | Unknown | Unknown | Unknown |  |  | Unknown Material – No Source | Copper |  | 0.75 | Visual Inspection - Water System | Single Family Residence | No |  |  |  |  | Unk_Unknown_Non | 0 | 0 | 1 | 0 | Yes | No
GRR | 132 HIGHLAND AVE | Newport | Vermont | 5855 | 435-136-15879 |  |  | 44.932 | -72.2193 | Other |  | No | Unknown | Copper | 08/31/2010 | 0.75 | Water System/Municipal Records | Galvanized Iron/Steel |  | 0.5 | Visual Inspection - Water System | Single Family Residence | No |  |  |  |  | Non_Unknown_GRR | 0 | 1 | 0 | 0 | Yes | Yes
GRR | 142 HIGHLAND AVE | Newport | Vermont | 5855 | 435-136-15980 |  |  | 44.9324 | -72.2193 | 8 | Ductile Iron | No | Unknown | Unknown | 5/17/1960 | 0.75 | Unknown Material – No Source | Galvanized Iron/Steel |  | 0.75 | Visual Inspection - Water System | Single Family Residence | No |  |  |  |  | Unk_Unknown_GRR | 0 | 1 | 0 | 0 | Yes | Yes
GRR | 145 HIGHLAND AVE | Newport | Vermont | 5855 | 435-136-15690 |  |  | 44.932 | -72.2201 | Other |  | No | Unknown | Copper | 09/03/2010 | 0.75 | Water System/Municipal Records | Galvanized Iron/Steel |  | 0.5 | Visual Inspection - Water System | Single Family Residence | No |  | Copper |  |  | Non_Unknown_GRR | 0 | 1 | 0 | 0 | Yes | Yes
Non-Lead | 158 HIGHLAND AVE | Newport | Vermont | 5855 | 435-136-15904 |  |  | 44.9322 | -72.2198 | Other |  | No | Unknown | Copper | 08/31/2010 | 0.75 | Water System/Municipal Records | HDPE |  | 0.5 | Visual Inspection - Water System | Single Family Residence | No |  |  |  |  | Non_Unknown_Non | 0 | 0 | 0 | 1 | Yes | No
GRR | 168 HIGHLAND AVE | Newport | Vermont | 5855 | 435-136-14287 |  |  | 44.9323 | -72.2201 | Other | Ductile Iron | No | Unknown | Copper | 08/31/2010 |  | Water System/Municipal Records | Galvanized Iron/Steel |  | 0.75 | Visual Inspection - Water System | Single Family Residence | No |  | Copper |  |  | Non_Unknown_GRR | 0 | 1 | 0 | 0 | Yes | Yes
Unknown | 179 HIGHLAND AVE | Newport | Vermont | 5855 | 435-136-14605 |  |  | 44.9321 | -72.2203 | Other |  | No | Unknown | Copper | 09/01/2010 | 0.75 | Water System/Municipal Records | Unknown |  |  | Unknown Material – No Source |  | No |  |  |  |  | Non_Unknown_Unk | 0 | 0 | 1 | 0 | Yes | No
Non-Lead | 182 HIGHLAND AVE | Newport | Vermont | 5855 | 435-136-15865 |  |  | 44.9324 | -72.2203 | Other |  | No | Unknown | Copper | 08/31/2010 | 0.75 | Water System/Municipal Records | Copper |  | 0.75 | Visual Inspection - Water System | Single Family Residence | No |  |  |  |  | Non_Unknown_Non | 0 | 0 | 0 | 1 | Yes | No
Non-Lead | 209 HIGHLAND AVE | Newport | Vermont | 5855 | 435-136-15249 |  |  | 44.9322 | -72.2209 | Other | Ductile Iron | Unknown | Unknown | Copper | 09/01/2010 | 0.75 | Water System/Municipal Records | HDPE |  | 1 | Visual Inspection - Water System | Multi-family residence | No |  | Copper |  |  | Non_Unknown_Non | 0 | 0 | 0 | 1 | Yes | No
Non-Lead | 235 HIGHLAND AVE | Newport | Vermont | 5855 | 435-136-14651 |  |  | 44.9323 | -72.2215 | Other |  | No | Unknown | Copper | 08/25/2010 | 0.75 | Water System/Municipal Records | Copper |  | 0.75 | Visual Inspection - Water System | Single Family Residence | No |  |  |  |  | Non_Unknown_Non | 0 | 0 | 0 | 1 | Yes | No
Non-Lead | 236 HIGHLAND AVE | Newport | Vermont | 5855 | 435-136-15265 |  |  | 44.9326 | -72.2213 | Other |  | No | Unknown | Copper | 12/2/1998 | 2 | Water System/Municipal Records | PVC |  | 2 | Visual Inspection - Water System | Multi-family residence | No |  | Copper |  |  | Non_Unknown_Non | 0 | 0 | 0 | 1 | Yes | No
GRR | 252 HIGHLAND AVE | Newport | Vermont | 5855 | 435-136-15398 |  |  | 44.9327 | -72.2216 | Other |  | No | Unknown | Copper | 08/24/2010 | 0.75 | Water System/Municipal Records | Galvanized Iron/Steel |  | 0.5 | Visual Inspection - Water System | Single Family Residence | No |  | Copper |  |  | Non_Unknown_GRR | 0 | 1 | 0 | 0 | Yes | Yes
Unknown | 268 HIGHLAND AVE | Newport | Vermont | 5855 | 435-136-15475 |  |  | 44.9328 | -72.2218 | Other |  | No | Unknown | Copper | 08/25/2010 | 0.75 | Water System/Municipal Records | Unknown |  |  | Unknown Material – No Source |  | No |  |  |  |  | Non_Unknown_Unk | 0 | 0 | 1 | 0 | Yes | No
Non-Lead | 273 HIGHLAND AVE | Newport | Vermont | 5855 | 435-136-15754 |  |  | 44.9324 | -72.222 | Other |  | Unknown | Unknown | Copper | 08/25/2010 | 0.75 | Water System/Municipal Records | Copper |  | 0.75 | Visual Inspection - Water System | Single Family Residence | No |  |  |  |  | Non_Unknown_Non | 0 | 0 | 0 | 1 | Yes | No
Unknown | 287 HIGHLAND AVE | Newport | Vermont | 5855 | 435-136-15377 |  |  | 44.9327 | -72.2226 | Other |  | No | Unknown | Copper | 08/23/2010 | 0.75 | Water System/Municipal Records | Unknown |  |  | Unknown Material – No Source |  | No |  |  |  |  | Non_Unknown_Unk | 0 | 0 | 1 | 0 | Yes | No
Non-Lead | 299 HIGHLAND AVE | Newport | Vermont | 5855 | 435-136-15679 |  |  | 44.9327 | -72.223 | Other |  | Unknown | Unknown | Copper | 2010 | 0.75 | Water System/Municipal Records | Copper |  | 0.75 | Visual Inspection - Water System | Single Family Residence | No |  |  |  |  | Non_Unknown_Non | 0 | 0 | 0 | 1 | Yes | No
Non-Lead | 338 HIGHLAND AVE | Newport | Vermont | 5855 | 435-136-15823 |  |  | 44.9339 | -72.2227 |  |  | Unknown | Unknown | Other |  | 6 | Water System/Municipal Records | Ductile Iron |  | 6 | Visual Inspection - Water System | Multi-family residence | No |  |  |  |  | Non_Unknown_Non | 0 | 0 | 0 | 1 | Yes | No
Non-Lead | 363 HIGHLAND AVE | Newport | Vermont | 5855 | 435-136-15678 |  |  | 44.9331 | -72.2241 | Other |  | No | Unknown | Copper | 07/27/2010 | 0.75 | Water System/Municipal Records | Copper |  | 0.5 | Visual Inspection - Water System | Single Family Residence | No |  |  |  |  | Non_Unknown_Non | 0 | 0 | 0 | 1 | Yes | No
Non-Lead | 41 HIGHLAND AVE | Newport | Vermont | 5855 | 435-136-14869 |  |  | 44.9312 | -72.2177 |  |  | No | Unknown | Copper | 09/03/2010 | 0.75 | Water System/Municipal Records | Copper |  | 0.75 | Visual Inspection - Water System | Business/Commercial | No |  |  |  |  | Non_Unknown_Non | 0 | 0 | 0 | 1 | Yes | No
Non-Lead | 411 HIGHLAND AVE | Newport | Vermont | 5855 | 435-136-15687 |  |  | 44.9333 | -72.2251 |  |  | No | Unknown | Copper | 07/27/2010 | 0.75 | Water System/Municipal Records | Copper |  | 0.75 | Visual Inspection - Water System | Single Family Residence | No |  | Copper |  |  | Non_Unknown_Non | 0 | 0 | 0 | 1 | Yes | No
Non-Lead | 494 HIGHLAND AVE | Newport | Vermont | 5855 | 435-136-14446 |  |  | 44.934 | -72.2258 | 10 |  | Unknown | Unknown | Copper | 11/17/1993 | 0.75 | Water System/Municipal Records | Copper |  | 0.75 | Visual Inspection - Water System | Business/Commercial | No |  |  |  |  | Non_Unknown_Non | 0 | 0 | 0 | 1 | Yes | No
Non-Lead | 498 HIGHLAND AVE | Newport | Vermont | 5855 | 435-136-14489 |  |  | 44.934 | -72.2263 |  |  | Unknown | Unknown | Copper | 11/17/1993 | 0.75 | Water System/Municipal Records | HDPE |  | 0.75 | Visual Inspection - Water System | Single Family Residence | No |  |  |  |  | Non_Unknown_Non | 0 | 0 | 0 | 1 | Yes | No
Non-Lead | 535 HIGHLAND AVE | Newport | Vermont | 5855 | 435-136-15008 |  |  | 44.9334 | -72.227 | 4 |  | Unknown | Unknown | Copper | 07/23/2010 | 0.75 | Water System/Municipal Records | Copper |  | 0.75 | Visual Inspection - Water System | Business/Commercial | No |  |  |  |  | Non_Unknown_Non | 0 | 0 | 0 | 1 | Yes | No
Non-Lead | 536HIGHLAND AVE | Newport | Vermont | 5855 | 435-136-16164 |  |  | 44.9342 | -72.2273 | 10 |  | Unknown | Unknown | Copper | 07/23/2010 |  | Water System/Municipal Records | HDPE |  | 0.75 | Visual Inspection - Water System | Single Family Residence | No |  |  |  |  | Non_Unknown_Non | 0 | 0 | 0 | 1 | Yes | No
Non-Lead | 541 HIGHLAND AVE | Newport | Vermont | 5855 | 435-136-15688 |  |  | 44.9336 | -72.2282 |  |  | Unknown | Unknown | Copper | 07/23/2010 | 0.75 | Water System/Municipal Records | HDPE |  | 0.75 | Visual Inspection - Water System | Single Family Residence | No |  |  |  |  | Non_Unknown_Non | 0 | 0 | 0 | 1 | Yes | No
Unknown | 568 HIGHLAND AVE | Newport | Vermont | 5855 | 435-136-15859 |  |  | 44.935 | -72.2277 |  |  | Unknown | Unknown | Unknown |  |  | Unknown Material – No Source | Copper |  | 0.5 | Visual Inspection - Water System | Single Family Residence | No |  |  |  |  | Unk_Unknown_Non | 0 | 0 | 1 | 0 | Yes | No
Unknown | 570 HIGHLAND AVE | Newport | Vermont | 5855 | 435-136-16107 |  |  | 44.9342 | -72.228 |  |  | Unknown | Unknown | Unknown |  |  | Unknown Material – No Source | Copper |  | 1 | Visual Inspection - Water System | Single Family Residence | No |  | PEX |  |  | Unk_Unknown_Non | 0 | 0 | 1 | 0 | Yes | No
Non-Lead | 606 HIGHLAND AVE | Newport | Vermont | 5855 | 435-136-14661 |  |  | 44.9342 | -72.2287 |  |  | Unknown | Unknown | Galvanized Iron/Steel |  | 0.75 | Visual Inspection - Water System | Copper |  | 0.75 | Visual Inspection - Water System | Other/Vacant | No |  |  |  |  | GRR_Unknown_Non | 0 | 0 | 0 | 1 | Yes | No
GRR | 608 HIGHLAND AVE | Newport | Vermont | 5855 | 435-136-14661 |  |  | 44.9342 | -72.2285 |  |  | Unknown | Unknown | Unknown |  |  | Unknown Material – No Source | Galvanized Iron/Steel |  | 0.5 | Visual Inspection - Water System | Other/Vacant | No |  |  |  |  | Unk_Unknown_GRR | 0 | 1 | 0 | 0 | Yes | Yes
Unknown | 63 HIGHLAND AVE | Newport | Vermont | 5855 | 435-136-14468 |  |  | 44.9312 | -72.218 | Other |  | No | Unknown | Copper | 08/30/2010 | 0.75 | Water System/Municipal Records | Unknown |  |  | Unknown Material – No Source |  | No |  |  |  |  | Non_Unknown_Unk | 0 | 0 | 1 | 0 | Yes | No
Unknown | 65 HIGHLAND AVE | Newport | Vermont | 5855 | 435-136-14468 |  |  | 44.9312 | -72.218 | Other |  | No | Unknown | Copper | 08/30/2010 | 0.75 | Water System/Municipal Records | Unknown |  |  | Unknown Material – No Source |  | No |  |  |  |  | Non_Unknown_Unk | 0 | 0 | 1 | 0 | Yes | No
Unknown | 742 HIGHLAND AVE | Newport | Vermont | 5855 | 435-136-16230 |  |  | 44.9325 | -72.2307 |  |  | Unknown | Unknown | Unknown | 04/30/1976 |  | Unknown Material – No Source | Unknown |  |  | Unknown Material – No Source |  | No |  |  |  |  | Unk_Unknown_Unk | 0 | 0 | 1 | 0 | Yes | No
GRR | 76 HIGHLAND AVE | Newport | Vermont | 5855 | 435-136-14485 |  |  | 44.9316 | -72.2182 | 8 |  | Unknown | Unknown | Copper | 08/30/2010 | 0.75 | Water System/Municipal Records | Galvanized Iron/Steel |  | 0.75 | Visual Inspection - Water System | Single Family Residence | No |  | Galvanized Iron/Steel |  |  | Non_Unknown_GRR | 0 | 1 | 0 | 0 | Yes | Yes
Non-Lead | 781 HIGHLAND AVE | Newport | Vermont | 5855 | 435-136-14808 |  |  | 44.9305 | -72.2307 |  |  | Unknown | Unknown | Other | 2005 |  | Local Codes/Regulations | HDPE |  | 0.75 | Visual Inspection - Water System | Single Family Residence | No |  |  |  |  | Non_Unknown_Non | 0 | 0 | 0 | 1 | Yes | No
Non-Lead | 92 HIGHLAND AVE | Newport | Vermont | 5855 | 435-136-15188 |  |  | 44.9318 | -72.2185 | 6 |  | Unknown | Unknown | Copper | 08/30/2010 | 0.75 | Water System/Municipal Records | Copper |  | 0.75 | Visual Inspection - Water System | Single Family Residence | No |  | Copper |  |  | Non_Unknown_Non | 0 | 0 | 0 | 1 | Yes | No
Non-Lead | 101 HILL ST | Newport | Vermont | 5855 | 435-136-14929 |  |  | 44.9424 | -72.1922 | 8 |  | No | Unknown | Copper | 4/23/1996 |  | Water System/Municipal Records | Copper |  | 0.5 | Visual Inspection - Water System | Single Family Residence | No |  | Copper |  |  | Non_Unknown_Non | 0 | 0 | 0 | 1 | Yes | No
Non-Lead | 108 HILL ST | Newport | Vermont | 5855 | 435-136-15504 |  |  | 44.9422 | -72.1926 | 8 |  | Unknown | Unknown | Copper |  | 0.5 | Visual Inspection - Water System | Copper |  | 0.5 | Visual Inspection - Water System | Single Family Residence | No |  |  |  |  | Non_Unknown_Non | 0 | 0 | 0 | 1 | Yes | No
Unknown | 120 HILL ST | Newport | Vermont | 5855 | 435-136-15018 |  |  | 44.942 | -72.1926 | 8 |  | Unknown | Unknown | Unknown | 5/2/1960 | 0.5 | Unknown Material – No Source | Copper |  | 0.5 | Visual Inspection - Water System | Single Family Residence | No |  |  |  |  | Unk_Unknown_Non | 0 | 0 | 1 | 0 | Yes | No
Non-Lead | 136 HILL ST | Newport | Vermont | 5855 | 435-136-15860 |  |  | 44.9418 | -72.1922 |  |  | No | Unknown | Copper | 4/23/1996 | 0.5 | Water System/Municipal Records | Copper |  | 0.75 | Visual Inspection - Water System | Single Family Residence | No |  | Copper |  |  | Non_Unknown_Non | 0 | 0 | 0 | 1 | Yes | No
Non-Lead | 137 HILL ST | Newport | Vermont | 5855 | 435-136-15095 |  |  | 44.9418 | -72.1918 | 8 |  | No | Unknown | Copper | 4/26/1996 | 0.75 | Water System/Municipal Records | Copper |  | 0.75 | Visual Inspection - Water System | Single Family Residence | No |  | Copper |  |  | Non_Unknown_Non | 0 | 0 | 0 | 1 | Yes | No
Unknown | 152 HILL ST | Newport | Vermont | 5855 | 435-136-15177 |  |  | 44.9416 | -72.192 | 8 |  | Unknown | Unknown | Unknown | 5/2/1960 | 0.5 | Unknown Material – No Source | Unknown |  |  | Unknown Material – No Source |  | No |  |  |  |  | Unk_Unknown_Unk | 0 | 0 | 1 | 0 | Yes | No
Unknown | 160 HILL ST | Newport | Vermont | 5855 | 435-136-14360 |  |  | 44.9414 | -72.1921 | 8 |  | Unknown | Unknown | Unknown | 5/4/1960 | 0.5 | Unknown Material – No Source | Copper |  | 0.75 | Visual Inspection - Water System | Single Family Residence | No |  | PEX |  |  | Unk_Unknown_Non | 0 | 0 | 1 | 0 | Yes | No
Unknown | 171 HILL ST | Newport | Vermont | 5855 | 435-136-14701 |  |  | 44.9416 | -72.1915 | 8 |  | Unknown | Unknown | Unknown | 5/3/1960 | 0.5 | Unknown Material – No Source | Copper |  | 0.75 | Visual Inspection - Water System | Single Family Residence | No |  |  |  |  | Unk_Unknown_Non | 0 | 0 | 1 | 0 | Yes | No
Non-Lead | 178 HILL ST | Newport | Vermont | 5855 | 435-136-15101 |  |  | 44.9412 | -72.1932 | 8 |  | No | Unknown | Copper | 4/29/1996 | 0.75 | Water System/Municipal Records | Copper |  | Other | Visual Inspection - Water System | Business/Commercial | No |  |  |  |  | Non_Unknown_Non | 0 | 0 | 0 | 1 | Yes | No
Unknown | 196 HILL ST | Newport | Vermont | 5855 | 435-136-14949 |  |  | 44.9411 | -72.1914 |  |  | Unknown | Unknown | Unknown |  |  | Unknown Material – No Source | Copper |  | 0.75 | Visual Inspection - Water System | Single Family Residence | No |  |  |  |  | Unk_Unknown_Non | 0 | 0 | 1 | 0 | Yes | No
Unknown | 199 HILL ST | Newport | Vermont | 5855 | 435-136-14790 |  |  | 44.9414 | -72.1912 | 8 |  | Unknown | Unknown | Unknown | 5/4/1960 | 0.5 | Unknown Material – No Source | Copper |  | 0.5 | Visual Inspection - Water System | Single Family Residence | No |  |  |  |  | Unk_Unknown_Non | 0 | 0 | 1 | 0 | Yes | No
GRR | 203 HILL ST | Newport | Vermont | 5855 | 435-136-14364 |  |  | 44.9411 | -72.1911 |  |  | Unknown | Unknown | Copper | 12/12/2009 | 0.75 | Water System/Municipal Records | Galvanized Iron/Steel |  | 0.75 | Visual Inspection - Water System | Single Family Residence | No |  |  |  |  | Non_Unknown_GRR | 0 | 1 | 0 | 0 | Yes | Yes
Unknown | 216 HILL ST | Newport | Vermont | 5855 | 435-136-14957 |  |  | 44.9409 | -72.1914 | 8 |  | No | Unknown | Copper | 4/25/1996 | 0.5 | Water System/Municipal Records | Unknown |  |  | Unknown Material – No Source |  | No |  |  |  |  | Non_Unknown_Unk | 0 | 0 | 1 | 0 | Yes | No
Non-Lead | 230 HILL ST | Newport | Vermont | 5855 | 435-136-15400 |  |  | 44.9407 | -72.1914 | 6 |  | No | Unknown | Copper | 8/11/1994 | 0.5 | Water System/Municipal Records | Copper |  | 0.5 | Visual Inspection - Water System | Single Family Residence | No |  | Copper |  |  | Non_Unknown_Non | 0 | 0 | 0 | 1 | Yes | No
GRR | 233 HILL ST | Newport | Vermont | 5855 | 435-136-14361 |  |  | 44.9407 | -72.191 | 4 |  | Unknown | Unknown | Unknown | 5/16/1960 | 0.5 | Unknown Material – No Source | Galvanized Iron/Steel |  | 0.5 | Visual Inspection - Water System | Single Family Residence | No |  |  |  |  | Unk_Unknown_GRR | 0 | 1 | 0 | 0 | Yes | Yes
GRR | 250 HILL ST | Newport | Vermont | 5855 | 435-136-14363 |  |  | 44.9404 | -72.1914 | 8 |  | Unknown | Unknown | Unknown | 5/4/1960 | 0.5 | Unknown Material – No Source | Galvanized Iron/Steel |  | 1 | Visual Inspection - Water System | Multi-family residence | No |  | Galvanized Iron/Steel | Copper |  | Unk_Unknown_GRR | 0 | 1 | 0 | 0 | Yes | Yes
Non-Lead | 84 HILL ST | Newport | Vermont | 5855 | 435-136-15958 |  |  | 44.9425 | -72.1927 | 8 |  | No | Unknown | Copper | 4/23/1996 | 0.5 | Water System/Municipal Records | Copper |  | 0.5 | Visual Inspection - Water System | Single Family Residence | No |  |  |  |  | Non_Unknown_Non | 0 | 0 | 0 | 1 | Yes | No
Unknown | 94 HILL ST | Newport | Vermont | 5855 | 435-136-14853 |  |  | 44.9424 | -72.1927 | 8 |  | No | Unknown | Copper | 4/23/1996 | 0.5 | Water System/Municipal Records | Unknown |  |  | Unknown Material – No Source |  | No |  |  |  |  | Non_Unknown_Unk | 0 | 0 | 1 | 0 | Yes | No
Non-Lead | 101 HILLSIDE ST | Newport | Vermont | 5855 | 435-136-15113 |  |  | 44.9442 | -72.1912 |  |  | Unknown | Unknown | Copper | 8/18/1983 | 0.75 | Water System/Municipal Records | Copper |  | 0.5 | Visual Inspection - Water System | Single Family Residence | No |  |  |  |  | Non_Unknown_Non | 0 | 0 | 0 | 1 | Yes | No
Unknown | 102 HILLSIDE ST | Newport | Vermont | 5855 | 435-136-14810 |  |  | 44.944 | -72.1914 |  |  | Unknown | Unknown | Copper | 8/30/1983 |  | Water System Maps/Drawings | Unknown |  |  | Unknown Material – No Source |  | No |  |  |  |  | Non_Unknown_Unk | 0 | 0 | 1 | 0 | Yes | No
Non-Lead | 23 HILLSIDE ST | Newport | Vermont | 5855 | 435-136-14450 |  |  | 44.9444 | -72.193 |  |  | Unknown | Unknown | Other | 7/24/1999 | 0.5 | Water System/Municipal Records | Copper |  | 0.75 | Visual Inspection - Water System | Multi-family residence | No |  |  |  |  | Non_Unknown_Non | 0 | 0 | 0 | 1 | Yes | No
Unknown | 29 HILLSIDE ST | Newport | Vermont | 5855 | 435-136-14450 |  |  | 44.9444 | -72.1928 |  |  | Unknown | Unknown | Unknown |  |  | Unknown Material – No Source | Copper |  | 0.5 | Visual Inspection - Water System | Multi-family residence | No |  |  |  |  | Unk_Unknown_Non | 0 | 0 | 1 | 0 | Yes | No
Non-Lead | 57 HILLSIDE ST | Newport | Vermont | 5855 | 435-136-14881 |  |  | 44.9443 | -72.1925 |  |  | Unknown | Unknown | Copper | 9/11/1983 |  | Water System/Municipal Records | Copper |  | 0.5 | Visual Inspection - Water System | Single Family Residence | No |  |  |  |  | Non_Unknown_Non | 0 | 0 | 0 | 1 | Yes | No
Non-Lead | 69 HILLSIDE ST | Newport | Vermont | 5855 | 435-136-16136 |  |  | 44.9443 | -72.1921 |  |  | No | Unknown | Copper | 8/30/1983 | 0.75 | Water System/Municipal Records | Copper |  | 0.5 | Visual Inspection - Water System | Single Family Residence | No |  |  |  |  | Non_Unknown_Non | 0 | 0 | 0 | 1 | Yes | No
Unknown | 72 HILLSIDE ST | Newport | Vermont | 5855 | 435-136-15867 |  |  | 44.9438 | -72.1921 |  |  | Unknown | Unknown | Unknown | 9/11/1983 |  | Unknown Material – No Source | Copper |  | 0.75 | Visual Inspection - Water System | Single Family Residence | No |  | Copper |  |  | Unk_Unknown_Non | 0 | 0 | 1 | 0 | Yes | No
Non-Lead | 93 HILLSIDE ST | Newport | Vermont | 5855 | 435-136-15646 |  |  | 44.9444 | -72.1916 |  |  | Unknown | Unknown | Copper | 9/11/1983 |  | Water System/Municipal Records | Copper |  | 0.5 | Visual Inspection - Water System | Single Family Residence | No |  |  |  |  | Non_Unknown_Non | 0 | 0 | 0 | 1 | Yes | No
Non-Lead | 102 HINMAN ST | Newport | Vermont | 5855 | 435-136-14538 |  |  | 44.9327 | -72.2002 | 4 | PVC | No | Unknown | Other | 1992 |  | Water System/Municipal Records | Copper |  | 0.75 | Visual Inspection - Water System | Single Family Residence | No |  |  |  |  | Non_Unknown_Non | 0 | 0 | 0 | 1 | Yes | No
Non-Lead | 118 HINMAN ST | Newport | Vermont | 5855 | 435-136-14966 |  |  |  |  | 4 | PVC | No | Unknown | Other | 1992 |  | Water System/Municipal Records | Copper |  | 0.75 | Visual Inspection - Water System | Single Family Residence | No |  | Copper |  |  | Non_Unknown_Non | 0 | 0 | 0 | 1 | Yes | No
Non-Lead | 119 HINMAN ST | Newport | Vermont | 5855 | 435-136-16237 |  |  |  |  | 4 | PVC | No | Unknown | Other | 1992 |  | Water System/Municipal Records | Copper |  | 0.5 | Visual Inspection - Water System | Single Family Residence | No |  |  |  |  | Non_Unknown_Non | 0 | 0 | 0 | 1 | Yes | No
Unknown | 122 HINMAN ST | Newport | Vermont | 5855 | 435-136-15405 |  |  |  |  | 4 | PVC | No | Unknown | Copper | 1992 | 0.75 | Water System/Municipal Records | Unknown |  |  | Unknown Material – No Source |  | No |  |  |  |  | Non_Unknown_Unk | 0 | 0 | 1 | 0 | Yes | No
GRR | 14 HINMAN ST | Newport | Vermont | 5855 | 435-136-15230 |  |  | 44.933 | -72.2019 | 4 | PVC | No | Unknown | Other | 1992 |  | Water System/Municipal Records | Galvanized Iron/Steel |  | 0.75 | Visual Inspection - Water System | Single Family Residence | No |  |  |  |  | Non_Unknown_GRR | 0 | 1 | 0 | 0 | Yes | Yes
Non-Lead | 50 HINMAN ST | Newport | Vermont | 5855 | 435-136-16252 |  |  |  |  | 4 | PVC | No | Unknown | Other | 1992 |  | Water System/Municipal Records | Copper |  | 0.75 | Visual Inspection - Water System | Single Family Residence | No |  |  |  |  | Non_Unknown_Non | 0 | 0 | 0 | 1 | Yes | No
Non-Lead | 74 HINMAN ST | Newport | Vermont | 5855 | 435-136-14314 |  |  | 44.9328 | -72.2008 | 4 | PVC | No | Unknown | Copper | 10/14/1992 | 0.75 | Water System/Municipal Records | Copper |  | 0.75 | Visual Inspection - Water System | Single Family Residence | No |  |  |  |  | Non_Unknown_Non | 0 | 0 | 0 | 1 | Yes | No
Non-Lead | 88 HINMAN ST | Newport | Vermont | 5855 | 435-136-15532 |  |  | 44.9328 | -72.2005 | 1 | PVC | No | Unknown | Other | 1992 | 0.5 | Water System/Municipal Records | Copper |  | 0.5 | Visual Inspection - Water System | Child Care Center | No |  |  |  |  | Non_Unknown_Non | 0 | 0 | 0 | 1 | Yes | No
Non-Lead | 42 HOSKINS ST | Newport | Vermont | 5855 | 435-136-15973 |  |  | 44.9441 | -72.2055 | 4 |  | No | Unknown | Copper | 8/7/1997 | 0.5 | Water System/Municipal Records | Copper |  | 0.5 | Visual Inspection - Water System | Single Family Residence | No |  | PEX |  |  | Non_Unknown_Non | 0 | 0 | 0 | 1 | Yes | No
Non-Lead | 44 HOSKINS ST | Newport | Vermont | 5855 | 435-136-14511 |  |  | 44.9443 | -72.2055 | 4 |  | No | Unknown | Copper | 8/7/1997 | 0.5 | Water System/Municipal Records | Copper |  | 0.5 | Visual Inspection - Water System | Single Family Residence | No |  |  |  |  | Non_Unknown_Non | 0 | 0 | 0 | 1 | Yes | No
Non-Lead | 51 HOSKINS ST | Newport | Vermont | 5855 | 435-136-16021 |  |  | 44.9445 | -72.2059 | 4 |  | No | Unknown | Copper | 8/11/1997 | 0.5 | Water System/Municipal Records | Copper |  | 1 | Visual Inspection - Water System | Single Family Residence | No |  |  |  |  | Non_Unknown_Non | 0 | 0 | 0 | 1 | Yes | No
GRR | 69 HOSKINS ST | Newport | Vermont | 5855 | 435-136-15309 |  |  | 44.9449 | -72.2058 |  |  | Unknown | Unknown | Other | 8/11/1997 |  | Water System/Municipal Records | Galvanized Iron/Steel |  | 0.75 | Visual Inspection - Water System | Single Family Residence | No |  | Galvanized Iron/Steel | Copper |  | Non_Unknown_GRR | 0 | 1 | 0 | 0 | Yes | Yes
Non-Lead | 0 HYER RD | Newport | Vermont | 5855 | 435-136-14785 |  |  | 44.9462 | -72.2345 | 8 | Ductile Iron | No | Unknown | Other | 2003 |  | Water System/Municipal Records | PEX |  | 1 | Visual Inspection - Water System | Single Family Residence | No |  | PEX |  |  | Non_Unknown_Non | 0 | 0 | 0 | 1 | Yes | No
Unknown | 115 HYER RD | Newport | Vermont | 5855 | 435-136-14717 |  |  | 44.9484 | -72.2345 |  |  | Unknown | Unknown | Unknown |  |  | Unknown Material – No Source | Unknown |  |  | Unknown Material – No Source |  | No |  |  |  |  | Unk_Unknown_Unk | 0 | 0 | 1 | 0 | Yes | No
Unknown | 158 INDIAN PT ST | Newport | Vermont | 5855 | 435-136-16274 |  |  | 44.9456 | -72.1984 |  |  | No | Unknown | Copper | 8/23/1995 | 0.5 | Water System/Municipal Records | Unknown |  |  | Unknown Material – No Source | Single Family Residence | No |  |  |  |  | Non_Unknown_Unk | 0 | 0 | 1 | 0 | Yes | No
Unknown | 198 INDIAN PT ST | Newport | Vermont | 5855 | 435-136-15306 |  |  | 44.9458 | -72.1986 |  |  | Unknown | Unknown | Unknown |  |  | Unknown Material – No Source | Copper |  | 0.75 | Visual Inspection - Water System | Single Family Residence | No |  |  |  |  | Unk_Unknown_Non | 0 | 0 | 1 | 0 | Yes | No
Non-Lead | 204 INDIAN PT ST | Newport | Vermont | 5855 | 435-136-14397 |  |  | 44.9458 | -72.1987 | 4 |  | No | Unknown | Copper |  | 0.75 | Water System/Municipal Records | Copper |  | 0.5 | Visual Inspection - Water System | Single Family Residence | No |  |  |  |  | Non_Unknown_Non | 0 | 0 | 0 | 1 | Yes | No
Unknown | 216 INDIAN PT ST | Newport | Vermont | 5855 | 435-136-16225 |  |  | 44.9458 | -72.1987 |  |  | Unknown | Unknown | Unknown |  |  | Unknown Material – No Source | Copper |  | 0.75 | Visual Inspection - Water System | Single Family Residence | No |  | Copper |  |  | Unk_Unknown_Non | 0 | 0 | 1 | 0 | Yes | No
Unknown | 241 INDIAN PT ST | Newport | Vermont | 5855 | 435-136-15588 |  |  | 44.9461 | -72.1993 | 4 |  | No | Unknown | Copper | 8/21/1995 | 0.5 | Water System/Municipal Records | Unknown |  |  | Unknown Material – No Source | Business/Commercial | No |  |  |  |  | Non_Unknown_Unk | 0 | 0 | 1 | 0 | Yes | No
Non-Lead | 257 INDIAN PT ST | Newport | Vermont | 5855 | 435-136-16028 |  |  | 44.9463 | -72.1994 | 4 |  | No | Unknown | Copper | 8/21/1995 | 0.5 | Water System/Municipal Records | Copper |  | 0.75 | Visual Inspection - Water System | Multi-family residence | No |  |  |  |  | Non_Unknown_Non | 0 | 0 | 0 | 1 | Yes | No
Unknown | 267 INDIAN PT ST | Newport | Vermont | 5855 | 435-136-14797 |  |  | 44.9465 | -72.1995 | 6 |  | No | Unknown | Copper | 8/18/1995 | 0.5 | Water System/Municipal Records | Unknown |  |  | Unknown Material – No Source | Single Family Residence | No |  |  |  |  | Non_Unknown_Unk | 0 | 0 | 1 | 0 | Yes | No
GRR | 284 INDIAN PT ST | Newport | Vermont | 5855 | 435-136-14513 |  |  | 44.9468 | -72.1992 | 8 |  | No | Unknown | Copper | 8/15/1995 | 0.5 | Water System/Municipal Records | Galvanized Iron/Steel |  | 0.5 | Visual Inspection - Water System | Single Family Residence | No |  | Copper |  |  | Non_Unknown_GRR | 0 | 1 | 0 | 0 | Yes | Yes
Non-Lead | 294 INDIAN PT ST | Newport | Vermont | 5855 | 435-136-14692 |  |  | 44.947 | -72.1994 | 8 |  | No | Unknown | Copper | 8/17/1995 | 0.5 | Water System/Municipal Records | HDPE |  | 0.75 | Visual Inspection - Water System | Single Family Residence | No |  | PEX |  |  | Non_Unknown_Non | 0 | 0 | 0 | 1 | Yes | No
Unknown | 308 INDIAN PT ST | Newport | Vermont | 5855 | 435-136-14574 |  |  | 44.9472 | -72.1994 | 8 |  | No | Unknown | Copper | 8/17/1995 | 0.5 | Water System/Municipal Records | Unknown |  |  | Unknown Material – No Source | Single Family Residence | No |  |  |  |  | Non_Unknown_Unk | 0 | 0 | 1 | 0 | Yes | No
GRR | 339 INDIAN PT ST | Newport | Vermont | 5855 | 435-136-16246 |  |  | 44.9474 | -72.2 | 4 |  | No | Unknown | Copper | 8/22/1995 | 1 | Water System/Municipal Records | Galvanized Iron/Steel |  | 0.75 | Visual Inspection - Water System | Single Family Residence | No |  | Copper |  |  | Non_Unknown_GRR | 0 | 1 | 0 | 0 | Yes | Yes
Non-Lead | 354 INDIAN PT ST | Newport | Vermont | 5855 | 435-136-14512 |  |  | 44.9477 | -72.1997 | 8 |  | Unknown | Unknown | Other | 1995 | 0.75 | Water System/Municipal Records | Copper |  | 0.5 | Visual Inspection - Water System | Single Family Residence | No |  | Galvanized Iron/Steel |  |  | Non_Unknown_Non | 0 | 0 | 0 | 1 | Yes | No
GRR | 36 INDIAN PT ST | Newport | Vermont | 5855 | 435-136-15870 |  |  | 44.9436 | -72.1974 | 4 |  | No | Unknown | Other | 7/24/1995 | 0.75 | Water System/Municipal Records | Galvanized Iron/Steel |  | 0.75 | Visual Inspection - Water System | Single Family Residence | No |  |  |  |  | Non_Unknown_GRR | 0 | 1 | 0 | 0 | Yes | Yes
Unknown | 374 INDIAN PT ST | Newport | Vermont | 5855 | 435-136-15705 |  |  | 44.9481 | -72.1998 | 4 |  | No | Unknown | Copper | 8/15/1995 | 0.5 | Water System/Municipal Records | Unknown |  | 0.75 | Unknown Material – No Source | Single Family Residence | No |  | PEX | Galvanized Iron/Steel |  | Non_Unknown_Unk | 0 | 0 | 1 | 0 | Yes | No
Unknown | 40 INDIAN PT ST | Newport | Vermont | 5855 | 435-136-15870 |  |  | 44.9435 | -72.1972 |  |  | Unknown | Unknown | Other | 1995 |  | Water System/Municipal Records | Unknown |  |  | Unknown Material – No Source |  | No |  |  |  |  | Non_Unknown_Unk | 0 | 0 | 1 | 0 | Yes | No
GRR | 43 INDIAN PT ST | Newport | Vermont | 5855 | 435-136-16026 |  |  | 44.9438 | -72.1978 | 4 |  | Unknown | Unknown | Other | 9/24/1995 |  | Water System/Municipal Records | Galvanized Iron/Steel |  | 0.75 | Visual Inspection - Water System | Multi-family residence | No |  |  |  |  | Non_Unknown_GRR | 0 | 1 | 0 | 0 | Yes | Yes
Non-Lead | 46 INDIAN PT ST | Newport | Vermont | 5855 | 435-136-15920 |  |  | 44.9438 | -72.1974 | 4 |  | No | Unknown | Copper | 7/25/1995 | 0.75 | Water System/Municipal Records | Copper |  | 0.5 | Visual Inspection - Water System | Single Family Residence | No |  |  |  |  | Non_Unknown_Non | 0 | 0 | 0 | 1 | Yes | No
GRR | 57 INDIAN PT ST | Newport | Vermont | 5855 | 435-136-14319 |  |  | 44.9438 | -72.1978 | 4 |  | No | Unknown | Copper | 8/23/1995 | 0.5 | Water System/Municipal Records | Galvanized Iron/Steel |  | 0.75 | Visual Inspection - Water System | Single Family Residence | No |  |  |  |  | Non_Unknown_GRR | 0 | 1 | 0 | 0 | Yes | Yes
Non-Lead | 58 INDIAN PT ST | Newport | Vermont | 5855 | 435-136-16023 |  |  | 44.9438 | -72.1973 | 4 |  | No | Unknown | Copper | 7/2/1995 | 0.5 | Water System/Municipal Records | Copper |  | 0.75 | Visual Inspection - Other | Multi-family residence | No |  |  |  |  | Non_Unknown_Non | 0 | 0 | 0 | 1 | Yes | No
GRR | 75 INDIAN PT ST | Newport | Vermont | 5855 | 435-136-16027 |  |  | 44.9442 | -72.1977 | 4 |  | No | Unknown | Copper | 8/22/1995 | 0.75 | Water System/Municipal Records | Galvanized Iron/Steel |  | 0.75 | Visual Inspection - Water System | Single Family Residence | No |  | Copper |  |  | Non_Unknown_GRR | 0 | 1 | 0 | 0 | Yes | Yes
Non-Lead | 79 INDIAN PT ST | Newport | Vermont | 5855 | 435-136-14532 |  |  | 44.9443 | -72.1977 | 4 |  | No | Unknown | Copper | 8/14/1995 | 0.75 | Water System/Municipal Records | Copper |  | 0.75 | Visual Inspection - Water System | Single Family Residence | No |  | PEX |  |  | Non_Unknown_Non | 0 | 0 | 0 | 1 | Yes | No
Non-Lead | 80 INDIAN PT ST | Newport | Vermont | 5855 | 435-136-16219 |  |  | 44.9443 | -72.1973 | 4 |  | No | Unknown | Copper | 7/27/1995 | 0.5 | Water System/Municipal Records | Copper |  | 0.75 | Visual Inspection - Water System | Single Family Residence | No |  | Copper |  |  | Non_Unknown_Non | 0 | 0 | 0 | 1 | Yes | No
Unknown | 92 INDIAN PT ST | Newport | Vermont | 5855 | 435-136-14500 |  |  | 44.9444 | -72.1972 | 4 |  | No | Unknown | Unknown | 1/28/1960 | 0.5 | Unknown Material – No Source | Copper |  | 0.5 | Visual Inspection - Water System | Multi-family residence | No |  |  |  |  | Unk_Unknown_Non | 0 | 0 | 1 | 0 | Yes | No
Non-Lead | 29 INDUSTRIAL DR | Newport | Vermont | 5855 | 435-136-15484 |  |  | 44.9451 | -72.1807 | 6 | Ductile Iron | Unknown | Unknown | Other | 2002 |  | Local Codes/Regulations | Copper |  | 2 | Visual Inspection - Water System | Business/Commercial | No |  | Copper |  |  | Non_Unknown_Non | 0 | 0 | 0 | 1 | Yes | No
Non-Lead | 30 INDUSTRIAL DR | Newport | Vermont | 5855 | 435-136-15485 |  |  | 44.9449 | -72.1821 | 6 | Ductile Iron | Unknown | Unknown | Other | 2001 | 6 | Local Codes/Regulations | Ductile Iron |  | 6 | Visual Inspection - Water System | Business/Commercial | No |  | Copper |  |  | Non_Unknown_Non | 0 | 0 | 0 | 1 | Yes | No
Non-Lead | 90 INDUSTRIAL DR | Newport | Vermont | 5855 | 435-136-15486 |  |  | 44.9442 | -72.1821 | 6 | Ductile Iron | Unknown | Unknown | Other | 2004 | 6 | Local Codes/Regulations | Ductile Iron |  | 6 | Visual Inspection - Water System | Business/Commercial | No |  | Copper |  |  | Non_Unknown_Non | 0 | 0 | 0 | 1 | Yes | No
Unknown | 100 JACKSON ST | Newport | Vermont | 5855 | 435-136-15123 |  |  | 44.9487 | -72.1969 |  |  | Unknown | Unknown | Unknown |  |  | Unknown Material – No Source | Copper |  | 0.75 | Visual Inspection - Water System | Single Family Residence | No |  | Copper |  |  | Unk_Unknown_Non | 0 | 0 | 1 | 0 | Yes | No
Unknown | 117 JACKSON ST | Newport | Vermont | 5855 | 435-136-15181 |  |  | 44.949 | -72.1967 |  |  | Unknown | Unknown | Unknown |  |  | Unknown Material – No Source | Copper |  | 0.75 | Visual Inspection - Water System | Single Family Residence | No |  |  |  |  | Unk_Unknown_Non | 0 | 0 | 1 | 0 | Yes | No
Unknown | 124 JACKSON ST | Newport | Vermont | 5855 | 435-136-14408 |  |  | 44.9488 | -72.1965 |  |  | Unknown | Unknown | Unknown |  |  | Unknown Material – No Source | Copper |  | 0.75 | Visual Inspection - Water System | Single Family Residence | No |  |  |  |  | Unk_Unknown_Non | 0 | 0 | 1 | 0 | Yes | No
Unknown | 137 JACKSON ST | Newport | Vermont | 5855 | 435-136-14391 |  |  | 44.949 | -72.1963 |  |  | Unknown | Unknown | Unknown |  |  | Unknown Material – No Source | Copper |  | 0.75 | Visual Inspection - Water System | Single Family Residence | No |  |  |  |  | Unk_Unknown_Non | 0 | 0 | 1 | 0 | Yes | No
Unknown | 148 JACKSON ST | Newport | Vermont | 5855 | 435-136-14745 |  |  | 44.9488 | -72.1962 |  |  | Unknown | Unknown | Unknown |  |  | Unknown Material – No Source | Unknown |  |  | Unknown Material – No Source |  | No |  |  |  |  | Unk_Unknown_Unk | 0 | 0 | 1 | 0 | Yes | No
Unknown | 165 JACKSON ST | Newport | Vermont | 5855 | 435-136-16311 |  |  | 44.9492 | -72.1959 |  |  | Unknown | Unknown | Unknown |  |  | Unknown Material – No Source | Copper |  | 0.75 | Visual Inspection - Water System | Single Family Residence | No |  | Copper |  |  | Unk_Unknown_Non | 0 | 0 | 1 | 0 | Yes | No
Unknown | 170 JACKSON ST | Newport | Vermont | 5855 | 435-136-15258 |  |  | 44.9486 | -72.1956 |  |  | Unknown | Unknown | Unknown |  |  | Unknown Material – No Source | Copper |  | 0.75 | Visual Inspection - Water System | Single Family Residence | No |  |  |  |  | Unk_Unknown_Non | 0 | 0 | 1 | 0 | Yes | No
Non-Lead | 184 JACKSON ST | Newport | Vermont | 5855 | 435-136-16390 |  |  | 44.9486 | -72.1952 |  |  | Unknown | Unknown | Other | 2012 |  | Water System/Municipal Records | HDPE |  | 1 | Visual Inspection - Water System | Single Family Residence | No |  | PEX |  |  | Non_Unknown_Non | 0 | 0 | 0 | 1 | Yes | No
Unknown | 185 JACKSON ST | Newport | Vermont | 5855 | 435-136-14635 |  |  | 44.9491 | -72.1952 |  |  | Unknown | Unknown | Unknown |  |  | Unknown Material – No Source | Copper |  | 0.75 | Visual Inspection - Water System | Single Family Residence | No |  |  |  |  | Unk_Unknown_Non | 0 | 0 | 1 | 0 | Yes | No
Unknown | 204 JACKSON ST | Newport | Vermont | 5855 | 435-136-14951 |  |  | 44.9489 | -72.1949 |  |  | Unknown | Unknown | Unknown |  |  | Unknown Material – No Source | Copper |  | 0.75 | Visual Inspection - Water System | Single Family Residence | No |  | Copper |  |  | Unk_Unknown_Non | 0 | 0 | 1 | 0 | Yes | No
Unknown | 230 JACKSON ST | Newport | Vermont | 5855 | 435-136-14712 |  |  | 44.9487 | -72.1943 |  |  | Unknown | Unknown | Unknown |  |  | Unknown Material – No Source | Copper |  | 0.75 | Visual Inspection - Water System | Single Family Residence | No |  |  |  |  | Unk_Unknown_Non | 0 | 0 | 1 | 0 | Yes | No
Unknown | 251 JACKSON ST | Newport | Vermont | 5855 | 435-136-15506 |  |  | 44.9489 | -72.1938 |  |  | Unknown | Unknown | Unknown |  |  | Unknown Material – No Source | Copper |  | 0.75 | Visual Inspection - Water System | Single Family Residence | No | Unknown | Copper |  |  | Unk_Unknown_Non | 0 | 0 | 1 | 0 | Yes | No
Unknown | 269 JACKSON ST | Newport | Vermont | 5855 | 435-136-14747 |  |  | 44.9488 | -72.1937 |  |  | Unknown | Unknown | Unknown |  |  | Unknown Material – No Source | Unknown |  |  | Unknown Material – No Source |  | No | Unknown | Copper |  |  | Unk_Unknown_Unk | 0 | 0 | 1 | 0 | Yes | No
GRR | 276 JACKSON ST | Newport | Vermont | 5855 | 435-136-14604 |  |  | 44.9487 | -72.194 |  |  | Unknown | Unknown | Unknown |  |  | Unknown Material – No Source | Galvanized Iron/Steel |  | 0.75 | Visual Inspection - Water System | Single Family Residence | No |  |  |  |  | Unk_Unknown_GRR | 0 | 1 | 0 | 0 | Yes | Yes
Non-Lead | 283 JACKSON ST | Newport | Vermont | 5855 | 435-136-15197 |  |  | 44.9485 | -72.1935 |  |  | No | Unknown | Galvanized Iron/Steel | 8/16/1978 | 0.75 | Water System/Municipal Records | Copper |  | 0.75 | Visual Inspection - Water System | Single Family Residence | No |  |  |  |  | GRR_Unknown_Non | 0 | 0 | 0 | 1 | Yes | No
Unknown | 295 JACKSON ST | Newport | Vermont | 5855 | 435-136-15146 |  |  | 44.9484 | -72.1935 |  |  | Unknown | Unknown | Unknown |  |  | Unknown Material – No Source | PVC |  | 0.5 | Visual Inspection - Water System | Single Family Residence | No | Unknown |  |  |  | Unk_Unknown_Non | 0 | 0 | 1 | 0 | Yes | No
Unknown | 315 JACKSON ST | Newport | Vermont | 5855 | 435-136-15000 |  |  | 44.948 | -72.1937 |  |  | Unknown | Unknown | Unknown | 5/16/1977 |  | Unknown Material – No Source | Unknown |  |  | Unknown Material – No Source |  | No |  |  |  |  | Unk_Unknown_Unk | 0 | 0 | 1 | 0 | Yes | No
Unknown | 320 JACKSON ST | Newport | Vermont | 5855 | 435-136-14711 |  |  | 44.948 | -72.1941 |  |  | Unknown | Unknown | Unknown | 9/27/1972 |  | Unknown Material – No Source | Unknown |  |  | Unknown Material – No Source |  | No |  |  |  |  | Unk_Unknown_Unk | 0 | 0 | 1 | 0 | Yes | No
Non-Lead | 333 JACKSON ST | Newport | Vermont | 5855 | 435-136-14710 |  |  | 44.9478 | -72.1936 |  |  | No | Unknown | Copper | 08/19/2005 | 0.75 | Water System/Municipal Records | Copper | 2005 | 0.75 | Local Codes/Regulations | Single Family Residence | No |  |  |  |  | Non_Unknown_Non | 0 | 0 | 0 | 1 | Yes | No
Unknown | 80 JACKSON ST | Newport | Vermont | 5855 | 435-136-15738 |  |  | 44.9488 | -72.1975 |  |  | Unknown | Unknown | Unknown |  |  | Unknown Material – No Source | Copper |  | 0.75 | Visual Inspection - Water System | Single Family Residence | No | Unknown | Copper |  |  | Unk_Unknown_Non | 0 | 0 | 1 | 0 | Yes | No
Non-Lead | 91 JACKSON ST | Newport | Vermont | 5855 | 435-136-15567 |  |  | 44.949 | -72.1971 |  |  | No | Unknown | Copper | 6/15/2000 | 0.75 | Water System/Municipal Records | Copper |  | 0.75 | Visual Inspection - Water System | Single Family Residence | No |  |  |  |  | Non_Unknown_Non | 0 | 0 | 0 | 1 | Yes | No
Unknown | 24 JUDD DR | Newport | Vermont | 5855 | 435-136-14467 |  |  | 44.9325 | -72.2178 |  |  | Unknown | Unknown | Unknown |  |  | Unknown Material – No Source | Unknown |  |  | Unknown Material – No Source |  | No |  |  |  |  | Unk_Unknown_Unk | 0 | 0 | 1 | 0 | Yes | No
Unknown | 50 JUDD DR | Newport | Vermont | 5855 | 435-136-14349 |  |  | 44.932 | -72.2173 |  |  | Unknown | Unknown | Unknown |  |  | Unknown Material – No Source | Copper |  | 0.5 | Visual Inspection - Other | Single Family Residence | No |  | Copper |  |  | Unk_Unknown_Non | 0 | 0 | 1 | 0 | Yes | No
Non-Lead | 72 JUDD DR | Newport | Vermont | 5855 | 435-136-16115 |  |  | 44.932 | -72.2165 |  |  | Unknown | Unknown | Copper | 09/10/2003 |  | Water System Maps/Drawings | Other | 2003 |  | Local Codes/Regulations | Single Family Residence | No |  |  |  |  | Non_Unknown_Non | 0 | 0 | 0 | 1 | Yes | No
GRR | 9 JUDD DRIVE | Newport | Vermont | 5855 | 435-136-16071 |  |  | 44.9323 | -72.2175 | 8 |  | Unknown | Unknown | Copper | 10/19/1996 | 0.5 | Water System/Municipal Records | Galvanized Iron/Steel |  | 0.5 | Visual Inspection - Water System | Single Family Residence | No |  | Copper |  |  | Non_Unknown_GRR | 0 | 1 | 0 | 0 | Yes | Yes
Unknown | 12 JUNIPER ST | Newport | Vermont | 5855 | 435-136-15272 |  |  | 44.9579 | -72.2042 |  |  | Unknown | Unknown | Unknown |  |  | Unknown Material – No Source | HDPE |  | 1 | Visual Inspection - Water System | Single Family Residence | No |  |  |  |  | Unk_Unknown_Non | 0 | 0 | 1 | 0 | Yes | No
Unknown | 25 JUNIPER ST - LOT 15 | Newport | Vermont | 5855 | 435-136-16085 |  |  | 44.9576 | -72.2039 |  |  | Unknown | Unknown | Unknown |  |  | Unknown Material – No Source | HDPE |  | 0.75 | Visual Inspection - Water System | Single Family Residence | No |  |  |  |  | Unk_Unknown_Non | 0 | 0 | 1 | 0 | Yes | No
Unknown | 34 JUNIPER ST | Newport | Vermont | 5855 | 435-136-14299 |  |  | 44.9575 | -72.2043 |  |  | Unknown | Unknown | Unknown |  |  | Unknown Material – No Source | HDPE |  | 0.75 | Visual Inspection - Water System | Single Family Residence | No |  |  |  |  | Unk_Unknown_Non | 0 | 0 | 1 | 0 | Yes | No
Unknown | 45 JUNIPER ST | Newport | Vermont | 5855 | 435-136-15051 |  |  | 44.9574 | -72.204 |  |  | Unknown | Unknown | Unknown |  |  | Unknown Material – No Source | Copper | 2000 | 0.5 | Visual Inspection - Other | Single Family Residence | No |  |  |  |  | Unk_Unknown_Non | 0 | 0 | 1 | 0 | Yes | No
Unknown | 103 KENT LANE | Newport | Vermont | 5855 | 435-136-15253 |  |  | 44.9378 | -72.1961 |  |  | Unknown | Unknown | Unknown | 12/19/1984 |  | Unknown Material – No Source | Unknown |  |  | Unknown Material – No Source |  | No |  |  |  |  | Unk_Unknown_Unk | 0 | 0 | 1 | 0 | Yes | No
Unknown | 24 KENT LANE | Newport | Vermont | 5855 | 435-136-14663 |  |  | 44.9389 | -72.1974 |  |  | Unknown | Unknown | Unknown | 12/19/1984 |  | Unknown Material – No Source | Copper |  | 0.75 | Visual Inspection - Water System | Business/Commercial | No |  | Copper |  |  | Unk_Unknown_Non | 0 | 0 | 1 | 0 | Yes | No
Unknown | 121 KINGDOM WAY | Newport | Vermont | 5855 | 435-136-16352 |  |  | 44.9248 | -72.2001 |  |  | Unknown | Unknown | Unknown |  |  | Unknown Material – No Source | HDPE |  | 1 | Visual Inspection - Water System | Single Family Residence | No |  |  |  |  | Unk_Unknown_Non | 0 | 0 | 1 | 0 | Yes | No
Unknown | 51 KINGDOM WAY | Newport | Vermont | 5855 | 435-136-16376 |  |  | 44.9244 | -72.2015 |  |  | Unknown | Unknown | Unknown |  |  | Unknown Material – No Source | Copper |  | 0.75 | Visual Inspection - Water System | Other/Vacant | No |  |  |  |  | Unk_Unknown_Non | 0 | 0 | 1 | 0 | Yes | No
Non-Lead | 97 KINGDOM WAY | Newport | Vermont | 5855 | 435-136-16353 |  |  | 44.9248 | -72.2006 |  |  | Unknown | Unknown | Other |  | Unknown | Other - Source Reported in Summary | Other |  | 4 | Visual Inspection - Water System | Multi-family residence | No |  |  |  |  | Non_Unknown_Non | 0 | 0 | 0 | 1 | Yes | No
Unknown | 1070 LAKE RD | Newport | Vermont | 5855 | 435-136-16175 |  |  | 44.9371 | -72.233 |  |  | Unknown | Unknown | Unknown |  |  | Unknown Material – No Source | HDPE |  | 0.75 | Visual Inspection - Water System | Single Family Residence | No |  | Copper |  |  | Unk_Unknown_Non | 0 | 0 | 1 | 0 | Yes | No
Unknown | 1093 LAKE RD | Newport | Vermont | 5855 | 435-136-14898 |  |  | 44.9364 | -72.2322 | 10 |  | No | Unknown | Unknown | 9/10/1985 |  | Unknown Material – No Source | Unknown |  |  | Unknown Material – No Source |  | No |  |  |  |  | Unk_Unknown_Unk | 0 | 0 | 1 | 0 | Yes | No
Unknown | 1095 LAKE RD | Newport | Vermont | 5855 | 435-136-15924 |  |  | 44.936 | -72.2326 |  |  | Unknown | Unknown | Unknown |  |  | Unknown Material – No Source | HDPE |  | 0.75 | Visual Inspection - Water System | Single Family Residence | No |  |  |  |  | Unk_Unknown_Non | 0 | 0 | 1 | 0 | Yes | No
Non-Lead | 111 LAKE RD | Newport | Vermont | 5855 | 435-136-16074 |  |  | 44.9343 | -72.2173 | 6 |  | No | Unknown | Copper | 7/21/1998 | 0.75 | Water System/Municipal Records | Copper |  |  | Visual Inspection - Water System | Multi-family residence | No |  |  |  |  | Non_Unknown_Non | 0 | 0 | 0 | 1 | Yes | No
Unknown | 1160 LAKE RD | Newport | Vermont | 5855 | 435-136-14300 |  |  | 44.9371 | -72.2346 |  |  | Unknown | Unknown | Unknown |  |  | Unknown Material – No Source | Copper |  | 0.75 | Visual Inspection - Water System | Single Family Residence | No |  |  |  |  | Unk_Unknown_Non | 0 | 0 | 1 | 0 | Yes | No
Non-Lead | 1171 LAKE RD | Newport | Vermont | 5855 | 435-136-15243 |  |  | 44.9366 | -72.2351 |  |  | Unknown | Unknown | Copper | 10/06/1977 |  | Water System/Municipal Records | Copper |  | 0.75 | Visual Inspection - Water System | Single Family Residence | No |  |  |  |  | Non_Unknown_Non | 0 | 0 | 0 | 1 | Yes | No
Unknown | 1183 LAKE RD | Newport | Vermont | 5855 | 435-136-15439 |  |  | 44.9368 | -72.2356 |  |  | Unknown | Unknown | Copper | 10/06/1977 |  | Water System/Municipal Records | Unknown |  |  | Unknown Material – No Source |  | No |  |  |  |  | Non_Unknown_Unk | 0 | 0 | 1 | 0 | Yes | No
Unknown | 123 LAKE RD | Newport | Vermont | 5855 | 435-136-15519 |  |  | 44.9345 | -72.2174 |  |  | Unknown | Unknown | Unknown |  |  | Unknown Material – No Source | Copper |  | 0.75 | Visual Inspection - Water System | Single Family Residence | No |  | PEX |  |  | Unk_Unknown_Non | 0 | 0 | 1 | 0 | Yes | No
Non-Lead | 1281 LAKE RD | Newport | Vermont | 5855 | 435-136-15314 |  |  | 44.9367 | -72.2377 | 10 |  | Unknown | Unknown | Other | 9/1989 |  | Water System/Municipal Records | HDPE |  | 0.75 | Visual Inspection - Water System | Single Family Residence | No |  |  |  |  | Non_Unknown_Non | 0 | 0 | 0 | 1 | Yes | No
Non-Lead | 1302 LAKE RD | Newport | Vermont | 5855 | 435-136-15141 |  |  | 44.9395 | -72.2352 |  |  | Unknown | Unknown | Other | 1997 |  | Local Codes/Regulations | HDPE |  | 1 | Visual Inspection - Water System | Single Family Residence | No |  | Copper |  |  | Non_Unknown_Non | 0 | 0 | 0 | 1 | Yes | No
Unknown | 1339 LAKE RD | Newport | Vermont | 5855 | 435-136-14840 |  |  | 44.9389 | -72.2376 |  |  | Unknown | Unknown | Unknown |  |  | Unknown Material – No Source | HDPE |  | 1 | Visual Inspection - Water System | Single Family Residence | No |  |  |  |  | Unk_Unknown_Non | 0 | 0 | 1 | 0 | Yes | No
Unknown | 1414 LAKE RD | Newport | Vermont | 5855 | 435-136-15771 |  |  | 44.9399 | -72.2375 |  |  | Unknown | Unknown | Unknown |  |  | Unknown Material – No Source | HDPE |  | 0.75 | Visual Inspection - Water System | Single Family Residence | No |  |  |  |  | Unk_Unknown_Non | 0 | 0 | 1 | 0 | Yes | No
Non-Lead | 1455 LAKE RD | Newport | Vermont | 5855 | 435-136-15273 |  |  | 44.9402 | -72.2389 | 10 |  | No | Unknown | Copper | 10/16/2001 |  | Water System/Municipal Records | HDPE |  | 0.75 | Visual Inspection - Water System | Single Family Residence | No |  | Copper | PEX |  | Non_Unknown_Non | 0 | 0 | 0 | 1 | Yes | No
Unknown | 1504 LAKE RD | Newport | Vermont | 5855 | 435-136-15368 |  |  | 44.9412 | -72.2374 |  |  | Unknown | Unknown | Unknown |  |  | Unknown Material – No Source | HDPE |  | 1 | Visual Inspection - Water System | Single Family Residence | No |  | Copper |  |  | Unk_Unknown_Non | 0 | 0 | 1 | 0 | Yes | No
Unknown | 1563 LAKE RD | Newport | Vermont | 5855 | 435-136-15242 |  |  | 44.9419 | -72.2386 |  |  | Unknown | Unknown | Unknown |  |  | Unknown Material – No Source | Copper |  | 0.75 | Visual Inspection - Water System | Single Family Residence | No |  | Copper |  |  | Unk_Unknown_Non | 0 | 0 | 1 | 0 | Yes | No
Non-Lead | 1655 LAKE RD | Newport | Vermont | 5855 | 435-136-15759 |  |  | 44.9438 | -72.238 |  |  | Unknown | Unknown | Other |  | 6 | Water System/Municipal Records | Other |  | 6 | Visual Inspection - Water System | Multi-family residence | No |  | Copper |  |  | Non_Unknown_Non | 0 | 0 | 0 | 1 | Yes | No
Non-Lead | 173 LAKE RD | Newport | Vermont | 5855 | 435-136-16129 |  |  | 44.935 | -72.2176 | 6 |  | No | Unknown | Copper |  | 0.5 | Water System/Municipal Records | HDPE |  | 0.75 | Visual Inspection - Water System | Single Family Residence | No |  | Copper |  |  | Non_Unknown_Non | 0 | 0 | 0 | 1 | Yes | No
Non-Lead | 177 LAKE RD | Newport | Vermont | 5855 | 435-136-16127 |  |  | 44.9353 | -72.2176 | 6 |  | No | Unknown | Copper | 07/22/1998 | 0.5 | Water System/Municipal Records | HDPE |  | 1 | Visual Inspection - Water System | Single Family Residence | No |  | Galvanized Iron/Steel | PEX |  | Non_Unknown_Non | 0 | 0 | 0 | 1 | Yes | No
Non-Lead | 1774 LAKE RD | Newport | Vermont | 5855 | 435-136-14774 |  |  | 44.9446 | -72.2367 |  |  | Unknown | Unknown | Other | 2015 |  | Local Codes/Regulations | Other | 2015 |  | Other |  | No |  |  |  |  | Non_Unknown_Non | 0 | 0 | 0 | 1 | Yes | No
Non-Lead | 1787 LAKE RD | Newport | Vermont | 5855 | 435-136-15328 |  |  | 44.9449 | -72.2372 | 10 |  | No | Unknown | Copper |  |  | Water System/Municipal Records | Copper |  | 0.75 | Visual Inspection - Water System | Single Family Residence | No |  | Copper |  |  | Non_Unknown_Non | 0 | 0 | 0 | 1 | Yes | No
Unknown | 1830 LAKE RD | Newport | Vermont | 5855 | 435-136-15325 |  |  | 44.9456 | -72.2362 |  |  | Unknown | Unknown | Unknown |  |  | Unknown Material – No Source | Unknown |  |  | Unknown Material – No Source |  | No |  |  |  |  | Unk_Unknown_Unk | 0 | 0 | 1 | 0 | Yes | No
Non-Lead | 21 LAKE RD | Newport | Vermont | 5855 | 435-136-15462 |  |  | 44.933 | -72.2174 | 6 |  | No | Unknown | Copper | 5/6/1994 | 0.5 | Water System/Municipal Records | HDPE |  | 0.75 | Visual Inspection - Water System | Multi-family residence | No |  | Galvanized Iron/Steel |  |  | Non_Unknown_Non | 0 | 0 | 0 | 1 | Yes | No
Unknown | 237 LAKE RD | Newport | Vermont | 5855 | 435-136-16075 |  |  | 44.9357 | -72.2181 |  |  | Unknown | Unknown | Unknown |  |  | Unknown Material – No Source | Copper |  | 0.75 | Visual Inspection - Water System | Multi-family residence | No |  |  |  |  | Unk_Unknown_Non | 0 | 0 | 1 | 0 | Yes | No
Non-Lead | 249 LAKE RD | Newport | Vermont | 5855 | 435-136-15233 |  |  | 44.9358 | -72.2184 |  |  | No | Unknown | Copper | 9/19/1990 | 0.75 | Water System/Municipal Records | Copper |  | 0.5 | Visual Inspection - Water System | Single Family Residence | No |  |  |  |  | Non_Unknown_Non | 0 | 0 | 0 | 1 | Yes | No
Unknown | 267 LAKE RD | Newport | Vermont | 5855 | 435-136-16032 |  |  | 44.9362 | -72.2184 | 4 |  | No | Unknown | Copper |  | 0.75 | Water System/Municipal Records | Unknown |  |  | Unknown Material – No Source |  | No |  |  |  |  | Non_Unknown_Unk | 0 | 0 | 1 | 0 | Yes | No
Unknown | 270 LAKE RD | Newport | Vermont | 5855 | 435-136-14253 |  |  | 44.9361 | -72.218 |  |  | Unknown | Unknown | Unknown |  |  | Unknown Material – No Source | HDPE |  | 1 | Visual Inspection - Water System | Single Family Residence | No |  | Copper |  |  | Unk_Unknown_Non | 0 | 0 | 1 | 0 | Yes | No
Non-Lead | 303 LAKE RD | Newport | Vermont | 5855 | 435-136-15163 |  |  | 44.9365 | -72.2185 | 6 |  | No | Unknown | Copper | 6/22/1994 |  | Water System/Municipal Records | Copper |  | 0.5 | Visual Inspection - Water System | Single Family Residence | No |  | Galvanized Iron/Steel |  |  | Non_Unknown_Non | 0 | 0 | 0 | 1 | Yes | No
Non-Lead | 307 LAKE RD | Newport | Vermont | 5855 | 435-136-14332 |  |  | 44.9366 | -72.2187 |  |  | Unknown | Unknown | Copper |  |  | Water System/Municipal Records | Copper |  | 0.75 | Visual Inspection - Water System | Single Family Residence | No |  | Copper |  |  | Non_Unknown_Non | 0 | 0 | 0 | 1 | Yes | No
Non-Lead | 339 LAKE RD | Newport | Vermont | 5855 | 435-136-15746 |  |  | 44.9366 | -72.2189 | 4 |  | No | Unknown | Copper | 6/30/1994 | 0.5 | Water System/Municipal Records | Copper |  | 0.75 | Visual Inspection - Other | Single Family Residence | No |  |  |  |  | Non_Unknown_Non | 0 | 0 | 0 | 1 | Yes | No
GRR | 359 LAKE RD | Newport | Vermont | 5855 | 435-136-14330 |  |  | 44.9369 | -72.2192 |  |  | Unknown | Unknown | Copper | 06/30/1994 | 0.5 | Water System/Municipal Records | Galvanized Iron/Steel |  | 0.75 | Visual Inspection - Water System | Single Family Residence | No |  |  |  |  | Non_Unknown_GRR | 0 | 1 | 0 | 0 | Yes | Yes
Unknown | 361 LAKE RD | Newport | Vermont | 5855 | 435-136-15337 |  |  | 44.9369 | -72.2197 | 4 |  | No | Unknown | Copper | 9/4/1994 | 0.5 | Water System/Municipal Records | Unknown |  |  | Unknown Material – No Source |  | No |  |  |  |  | Non_Unknown_Unk | 0 | 0 | 1 | 0 | Yes | No
Non-Lead | 37 LAKE RD - (GARDEN) | Newport | Vermont | 5855 | 435-136-14693 |  |  | 44.9331 | -72.2177 | 6 |  | No | Unknown | Copper | 7/15/1998 | 0.5 | Water System/Municipal Records | Copper |  | 0.75 | Visual Inspection - Water System | Business/Commercial | No |  |  |  |  | Non_Unknown_Non | 0 | 0 | 0 | 1 | Yes | No
Non-Lead | 388 LAKE RD | Newport | Vermont | 5855 | 435-136-16086 |  |  | 44.9373 | -72.2199 |  |  | No | Unknown | Copper | 7/11/1994 | 0.5 | Water System/Municipal Records | Copper |  | 0.75 | Visual Inspection - Water System | Single Family Residence | No |  |  |  |  | Non_Unknown_Non | 0 | 0 | 0 | 1 | Yes | No
Unknown | 405 LAKE RD | Newport | Vermont | 5855 | 435-136-14743 |  |  | 44.937 | -72.2204 | 6 |  | No | Unknown | Copper | 7/18/1994 | 0.5 | Water System/Municipal Records | Unknown |  |  | Unknown Material – No Source |  | No |  |  |  |  | Non_Unknown_Unk | 0 | 0 | 1 | 0 | Yes | No
Unknown | 415 LAKE RD | Newport | Vermont | 5855 | 435-136-16033 |  |  | 44.9371 | -72.2208 | 6 |  | No | Unknown | Copper | 7/19/1994 | 0.5 | Water System/Municipal Records | Unknown |  |  | Unknown Material – No Source |  | No |  |  |  |  | Non_Unknown_Unk | 0 | 0 | 1 | 0 | Yes | No
Non-Lead | 420 LAKE RD | Newport | Vermont | 5855 | 435-136-14462 |  |  | 44.9373 | -72.2204 | 6 |  | No | Unknown | Copper | 7/18/1994 | 0.5 | Water System/Municipal Records | Copper |  | 0.75 | Visual Inspection - Water System | Single Family Residence | No |  | PEX |  |  | Non_Unknown_Non | 0 | 0 | 0 | 1 | Yes | No
Non-Lead | 449 LAKE RD | Newport | Vermont | 5855 | 435-136-16224 |  |  | 44.9372 | -72.2211 | 6 |  | No | Unknown | Copper | 7/20/1994 | 0.75 | Water System/Municipal Records | HDPE |  | 0.75 | Visual Inspection - Water System | Single Family Residence | No |  | Copper |  |  | Non_Unknown_Non | 0 | 0 | 0 | 1 | Yes | No
Unknown | 450 LAKE RD | Newport | Vermont | 5855 | 435-136-15094 |  |  | 44.9375 | -72.2211 | 6 |  | Unknown | Unknown | Other | 8/12/1998 | 0.75 | Water System/Municipal Records | Unknown |  |  | Unknown Material – No Source |  | No |  |  |  |  | Non_Unknown_Unk | 0 | 0 | 1 | 0 | Yes | No
Non-Lead | 512 LAKE RD | Newport | Vermont | 5855 | 435-136-15848 |  |  | 44.9381 | -72.2222 |  |  | Unknown | Unknown | Copper |  | 0.75 | Water System/Municipal Records | Copper |  | 0.75 | Visual Inspection - Water System | Single Family Residence | No |  |  |  |  | Non_Unknown_Non | 0 | 0 | 0 | 1 | Yes | No
Non-Lead | 533 LAKE RD | Newport | Vermont | 5855 | 435-136-14839 |  |  | 44.9372 | -72.2231 |  |  | Unknown | Unknown | Copper | 07/26/1994 | 0.75 | Water System/Municipal Records | Copper |  | 1 | Visual Inspection - Water System | Single Family Residence | No |  |  |  |  | Non_Unknown_Non | 0 | 0 | 0 | 1 | Yes | No
Non-Lead | 538 LAKE RD | Newport | Vermont | 5855 | 435-136-16379 |  |  | 44.9378 | -72.2228 |  |  | No | Unknown | Copper | 09/27/1999 | 0.75 | Water System/Municipal Records | Copper |  | 0.75 | Visual Inspection - Water System | Single Family Residence | No |  | PEX |  |  | Non_Unknown_Non | 0 | 0 | 0 | 1 | Yes | No
GRR | 579 LAKE RD | Newport | Vermont | 5855 | 435-136-14740 |  |  | 44.9371 | -72.2241 | 6 |  | No | Unknown | Copper | 3/27/1985 | 0.75 | Water System/Municipal Records | Galvanized Iron/Steel |  | 0.75 | Visual Inspection - Water System | Single Family Residence | No |  | Copper |  |  | Non_Unknown_GRR | 0 | 1 | 0 | 0 | Yes | Yes
Unknown | 707 LAKE RD | Newport | Vermont | 5855 | 435-136-15981 |  |  | 44.9377 | -72.2271 |  |  | Unknown | Unknown | Unknown |  |  | Unknown Material – No Source | Copper |  | 0.75 | Visual Inspection - Water System | Single Family Residence | No |  |  |  |  | Unk_Unknown_Non | 0 | 0 | 1 | 0 | Yes | No
Unknown | 827 LAKE RD | Newport | Vermont | 5855 | 435-136-14814 |  |  | 44.9376 | -72.2278 |  |  | Unknown | Unknown | Unknown |  |  | Unknown Material – No Source | Copper |  | 0.5 | Visual Inspection - Water System | Single Family Residence | No |  |  |  |  | Unk_Unknown_Non | 0 | 0 | 1 | 0 | Yes | No
Unknown | 829 LAKE RD | Newport | Vermont | 5855 | 435-136-15791 |  |  | 44.9371 | -72.2281 | 10 |  | Unknown | Unknown | Unknown | 10/13/1976 | 0.75 | Unknown Material – No Source | HDPE |  | 0.75 | Visual Inspection - Water System | Single Family Residence | No |  | Copper |  |  | Unk_Unknown_Non | 0 | 0 | 1 | 0 | Yes | No
Unknown | 873 LAKE RD | Newport | Vermont | 5855 | 435-136-15108 |  |  | 44.9368 | -72.2291 |  |  | Unknown | Unknown | Unknown |  |  | Unknown Material – No Source | Copper |  | 0.75 | Visual Inspection - Water System | Single Family Residence | No |  | Copper |  |  | Unk_Unknown_Non | 0 | 0 | 1 | 0 | Yes | No
Non-Lead | 911 LAKE RD | Newport | Vermont | 5855 | 435-136-15457 |  |  | 44.9359 | -72.2287 | Other |  | No | Unknown | Copper | 8/14/1986 | 1 | Water System/Municipal Records | HDPE |  | 1 | Water System/Municipal Records | Single Family Residence | No |  | Copper |  |  | Non_Unknown_Non | 0 | 0 | 0 | 1 | Yes | No
Unknown | 97 LAKE RD | Newport | Vermont | 5855 | 435-136-16094 |  |  | 44.934 | -72.2173 |  |  | Unknown | Unknown | Unknown |  |  | Unknown Material – No Source | Copper |  | 0.5 | Visual Inspection - Water System | Single Family Residence | No |  |  |  |  | Unk_Unknown_Non | 0 | 0 | 1 | 0 | Yes | No
Non-Lead | 971 LAKE RD | Newport | Vermont | 5855 | 435-136-16405 |  |  | 44.9367 | -72.2313 |  |  | No | No | Copper | 10/2019 |  | Water System/Municipal Records | Other | 2017 |  | Local Codes/Regulations | Single Family Residence | No |  |  |  |  | Non_No_Non | 0 | 0 | 0 | 1 | Yes | No
Unknown | 986 LAKE RD | Newport | Vermont | 5855 | 435-136-15576 |  |  | 44.9372 | -72.2315 |  |  | Unknown | Unknown | Unknown |  |  | Unknown Material – No Source | HDPE |  | 0.75 | Visual Inspection - Water System | Single Family Residence | No |  |  |  |  | Unk_Unknown_Non | 0 | 0 | 1 | 0 | Yes | No
Unknown | 149 LAKEMONT RD | Newport | Vermont | 5855 | 435-136-15476 |  |  | 44.9569 | -72.1978 |  |  | Unknown | Unknown | Unknown |  |  | Unknown Material – No Source | Copper |  | 0.75 | Visual Inspection - Water System | Business/Commercial | No |  |  |  |  | Unk_Unknown_Non | 0 | 0 | 1 | 0 | Yes | No
Unknown | 235 LAKEMONT RD | Newport | Vermont | 5855 | 435-136-16077 |  |  | 44.958 | -72.1962 |  |  | Unknown | Unknown | Unknown |  |  | Unknown Material – No Source | Copper |  | Other | Visual Inspection - Water System | Business/Commercial | No |  | Copper |  |  | Unk_Unknown_Non | 0 | 0 | 1 | 0 | Yes | No
Unknown | 40 LAKEMONT RD | Newport | Vermont | 5855 | 435-136-15948 |  |  | 44.9548 | -72.198 |  |  | Unknown | Unknown | Unknown |  |  | Unknown Material – No Source | Copper |  | 0.75 | Visual Inspection - Water System | Business/Commercial | No |  | Copper |  |  | Unk_Unknown_Non | 0 | 0 | 1 | 0 | Yes | No
Unknown | 432 LAKEMONT RD | Newport | Vermont | 5855 | 435-136-14989 |  |  | 44.9599 | -72.1949 |  |  | Unknown | Unknown | Unknown | 05/05/1988 |  | Unknown Material – No Source | Unknown |  |  | Unknown Material – No Source |  | No |  |  |  |  | Unk_Unknown_Unk | 0 | 0 | 1 | 0 | Yes | No
Unknown | 46 LAKEMONT RD | Newport | Vermont | 5855 | 435-136-15670 |  |  | 44.9553 | -72.1979 |  |  | Unknown | Unknown | Unknown |  |  | Unknown Material – No Source | Copper |  | 0.75 | Visual Inspection - Water System | Business/Commercial | No |  | Copper |  |  | Unk_Unknown_Non | 0 | 0 | 1 | 0 | Yes | No
Unknown | 500 LAKEMONT RD | Newport | Vermont | 5855 | 435-136-14952 |  |  | 44.9607 | -72.1955 |  |  | Unknown | Unknown | Unknown | 09/25/1982 |  | Unknown Material – No Source | HDPE |  | 1 | Visual Inspection - Water System | Single Family Residence | No |  | Copper |  |  | Unk_Unknown_Non | 0 | 0 | 1 | 0 | Yes | No
Unknown | 523 LAKEMONT RD | Newport | Vermont | 5855 | 435-136-16022 |  |  | 44.961 | -72.1961 |  |  | Unknown | Unknown | Unknown |  |  | Unknown Material – No Source | Copper |  | 0.5 | Visual Inspection - Water System | Single Family Residence | No |  |  |  |  | Unk_Unknown_Non | 0 | 0 | 1 | 0 | Yes | No
Non-Lead | 76 LAKEMONT RD | Newport | Vermont | 5855 | 435-136-15553 |  |  | 44.9558 | -72.1976 |  |  | Unknown | Unknown | Other |  | 6 | Water System/Municipal Records | Other |  | 6 | Visual Inspection - Water System | Business/Commercial | No |  | Copper |  |  | Non_Unknown_Non | 0 | 0 | 0 | 1 | Yes | No
Unknown | 12 LAKESIDE LANE | Newport | Vermont | 5855 | 435-136-15802 |  |  | 44.958 | -72.2139 |  |  | Unknown | Unknown | Unknown |  |  | Unknown Material – No Source | Copper |  | 0.75 | Visual Inspection - Water System | Single Family Residence | No |  |  |  |  | Unk_Unknown_Non | 0 | 0 | 1 | 0 | Yes | No
Unknown | 29 LAKESIDE LANE | Newport | Vermont | 5855 | 435-136-15184 |  |  | 44.9583 | -72.2145 |  |  | Unknown | Unknown | Unknown |  |  | Unknown Material – No Source | Copper |  | 0.75 | Visual Inspection - Water System | Single Family Residence | No |  |  |  |  | Unk_Unknown_Non | 0 | 0 | 1 | 0 | Yes | No
Unknown | 32 LAKESIDE LANE | Newport | Vermont | 5855 | 435-136-15184 |  |  | 44.9583 | -72.2145 |  |  | Unknown | Unknown | Unknown |  |  | Unknown Material – No Source | HDPE |  | 0.75 | Visual Inspection - Water System | Single Family Residence | No |  |  |  |  | Unk_Unknown_Non | 0 | 0 | 1 | 0 | Yes | No
Unknown | 42 LAKESIDE LANE | Newport | Vermont | 5855 | 435-136-14887 |  |  | 44.958 | -72.2148 |  |  | Unknown | Unknown | Unknown |  |  | Unknown Material – No Source | Unknown |  |  | Unknown Material – No Source |  | No |  |  |  |  | Unk_Unknown_Unk | 0 | 0 | 1 | 0 | Yes | No
Unknown | 56 LAKESIDE LANE | Newport | Vermont | 5855 | 435-136-14270 |  |  | 44.958 | -72.215 |  |  | Unknown | Unknown | Unknown |  |  | Unknown Material – No Source | Copper |  | 0.75 | Visual Inspection - Water System | Single Family Residence | No |  |  |  |  | Unk_Unknown_Non | 0 | 0 | 1 | 0 | Yes | No
Non-Lead | 144 LANDING ST | Newport | Vermont | 5855 | 435-136-14358 |  |  | 44.9439 | -72.2063 |  |  | Unknown | Unknown | Other | 8/6/1997 |  | Water System/Municipal Records | Copper |  | 0.5 | Visual Inspection - Water System | Single Family Residence | No |  |  |  |  | Non_Unknown_Non | 0 | 0 | 0 | 1 | Yes | No
Non-Lead | 47 LANDING ST | Newport | Vermont | 5855 | 435-136-15007 |  |  | 44.9624 | -72.1972 |  |  | Unknown | Unknown | Other | 1997 |  | Water System/Municipal Records | Copper |  | 2 | Visual Inspection - Water System | Business/Commercial | No |  |  |  |  | Non_Unknown_Non | 0 | 0 | 0 | 1 | Yes | No
Unknown | 48 LANDING ST | Newport | Vermont | 5855 | 435-136-15409 |  |  | 44.9444 | -72.2041 | 4 |  | Unknown | Unknown | Other | 1997 |  | Water System/Municipal Records | Unknown |  |  | Unknown Material – No Source |  | No |  |  |  |  | Non_Unknown_Unk | 0 | 0 | 1 | 0 | Yes | No
Unknown | 116 LIMLAW HILL | Newport | Vermont | 5855 | 435-136-15933 |  |  | 44.9381 | -72.1973 |  |  | Unknown | Unknown | Unknown |  |  | Unknown Material – No Source | HDPE |  | 0.75 | Visual Inspection - Water System | Single Family Residence | No |  |  |  |  | Unk_Unknown_Non | 0 | 0 | 1 | 0 | Yes | No
Non-Lead | 20 LIMLAW HILL | Newport | Vermont | 5855 | 435-136-14908 |  |  | 44.9381 | -72.1992 |  |  | No | Unknown | Copper | 10/15/14 |  | Water System/Municipal Records | HDPE |  | 0.75 | Visual Inspection - Water System | Single Family Residence | No |  |  |  |  | Non_Unknown_Non | 0 | 0 | 0 | 1 | Yes | No
Non-Lead | 35 LIMLAW HILL | Newport | Vermont | 5855 | 435-136-15845 |  |  | 44.9382 | -72.1987 | 8 |  | No | Unknown | Copper | 08/28/1990 |  | Water System/Municipal Records | HDPE |  | 0.75 | Visual Inspection - Water System |  | No |  |  |  |  | Non_Unknown_Non | 0 | 0 | 0 | 1 | Yes | No
Unknown | 72 LIMLAW HILL | Newport | Vermont | 5855 | 435-136-15360 |  |  | 44.9379 | -72.1983 |  |  | Unknown | Unknown | Unknown |  |  | Unknown Material – No Source | Unknown |  |  | Unknown Material – No Source |  | No |  |  |  |  | Unk_Unknown_Unk | 0 | 0 | 1 | 0 | Yes | No
Unknown | 92 LIMLAW HILL | Newport | Vermont | 5855 | 435-136-15352 |  |  | 44.9375 | -72.1978 |  |  | Unknown | Unknown | Unknown |  |  | Unknown Material – No Source | Unknown |  |  | Unknown Material – No Source |  | No |  |  |  |  | Unk_Unknown_Unk | 0 | 0 | 1 | 0 | Yes | No
Unknown | 95 LIMLAW HILL | Newport | Vermont | 5855 | 435-136-15819 |  |  | 44.9383 | -72.198 |  |  | Unknown | Unknown | Unknown |  |  | Unknown Material – No Source | Copper |  | 0.5 | Visual Inspection - Water System | Single Family Residence | No |  |  |  |  | Unk_Unknown_Non | 0 | 0 | 1 | 0 | Yes | No
GRR | 120 LOGAN DR | Newport | Vermont | 5855 | 435-136-16257 |  |  | 44.9335 | -72.2392 |  |  | Unknown | Unknown | Unknown | 9/30/1976 |  | Unknown Material – No Source | Galvanized Iron/Steel |  | 0.75 | Visual Inspection - Water System | Single Family Residence | No |  |  |  |  | Unk_Unknown_GRR | 0 | 1 | 0 | 0 | Yes | Yes
Unknown | 121 LOGAN DR | Newport | Vermont | 5855 | 435-136-15264 |  |  | 44.9344 | -72.239 | 1 |  | Unknown | Unknown | Unknown | 9/23/1976 | 0.75 | Unknown Material – No Source | Copper |  | 0.75 | Visual Inspection - Water System | Single Family Residence | No |  |  |  |  | Unk_Unknown_Non | 0 | 0 | 1 | 0 | Yes | No
Non-Lead | 123 LOGAN DR | Newport | Vermont | 5855 | 435-136-16310 |  |  | 44.934 | -72.2387 |  |  | Unknown | Unknown | Copper | 2004 | 0.75 | Water System Maps/Drawings | Copper |  | 0.75 | Visual Inspection - Water System | Single Family Residence | No |  |  |  |  | Non_Unknown_Non | 0 | 0 | 0 | 1 | Yes | No
Unknown | 175 LOGAN DR | Newport | Vermont | 5855 | 435-136-15324 |  |  | 44.9338 | -72.2382 |  |  | Unknown | Unknown | Unknown |  |  | Unknown Material – No Source | Copper |  | 0.75 | Visual Inspection - Water System | Single Family Residence | No |  |  |  |  | Unk_Unknown_Non | 0 | 0 | 1 | 0 | Yes | No
Unknown | 225 LOGAN DR | Newport | Vermont | 5855 | 435-136-15050 |  |  | 44.934 | -72.2373 | 6 |  | Unknown | Unknown | Unknown | 10/15/1986 | 0.75 | Unknown Material – No Source | Copper |  | 0.75 | Visual Inspection - Water System | Single Family Residence | No |  |  |  |  | Unk_Unknown_Non | 0 | 0 | 1 | 0 | Yes | No
Unknown | 231 LOGAN DR | Newport | Vermont | 5855 | 435-136-15056 |  |  | 44.9338 | -72.2364 | 6 |  | Unknown | Unknown | Unknown | 9/15/1986 |  | Unknown Material – No Source | HDPE |  | 1 | Visual Inspection - Water System | Single Family Residence | No |  |  |  |  | Unk_Unknown_Non | 0 | 0 | 1 | 0 | Yes | No
GRR | 41 LOGAN DR | Newport | Vermont | 5855 | 435-136-15416 |  |  | 44.9329 | -72.2408 |  |  | No | Unknown | Unknown | 10/1973 | 0.75 | Unknown Material – No Source | Galvanized Iron/Steel |  | 0.75 | Visual Inspection - Water System | Single Family Residence | No |  |  |  |  | Unk_Unknown_GRR | 0 | 1 | 0 | 0 | Yes | Yes
Unknown | 412 LOGAN DR | Newport | Vermont | 5855 | 435-136-15074 |  |  | 44.9345 | -72.2338 |  |  | Unknown | Unknown | Unknown |  |  | Unknown Material – No Source | Copper |  | 0.75 | Visual Inspection - Water System | Single Family Residence | No |  |  |  |  | Unk_Unknown_Non | 0 | 0 | 1 | 0 | Yes | No
Non-Lead | 462 LOGAN DR | Newport | Vermont | 5855 | 435-136-14738 |  |  | 44.9352 | -72.2336 | 8 |  | No | Unknown | Copper | 10/31/1984 | 0.75 | Water System/Municipal Records | Copper |  | 0.75 | Visual Inspection - Water System | Single Family Residence | No |  |  |  |  | Non_Unknown_Non | 0 | 0 | 0 | 1 | Yes | No
Non-Lead | 52 LOGAN DR | Newport | Vermont | 5855 | 435-136-14718 |  |  | 44.9328 | -72.2399 | 8 |  | No | Unknown | Copper | 9/25/1995 | 0.75 | Water System/Municipal Records | HDPE |  | 1 | Visual Inspection - Water System | Single Family Residence | No |  |  |  |  | Non_Unknown_Non | 0 | 0 | 0 | 1 | Yes | No
Unknown | 84 LOGAN DR | Newport | Vermont | 5855 | 435-136-15075 |  |  | 44.9331 | -72.2396 |  |  | Unknown | Unknown | Unknown | 8/19/1974 | 0.75 | Unknown Material – No Source | Copper |  | 0.75 | Visual Inspection - Water System | Single Family Residence | No |  | Copper |  |  | Unk_Unknown_Non | 0 | 0 | 1 | 0 | Yes | No
Non-Lead | 116 LONGVIEW AVE | Newport | Vermont | 5855 | 435-136-15370 |  |  | 44.9344 | -72.2209 | 8 |  | No | Unknown | Copper | 5/27/1998 | 0.75 | Water System/Municipal Records | Copper |  | 0.75 | Visual Inspection - Water System | Single Family Residence | No |  |  |  |  | Non_Unknown_Non | 0 | 0 | 0 | 1 | Yes | No
Unknown | 123 LONGVIEW AVE | Newport | Vermont | 5855 | 435-136-15647 |  |  | 44.9346 | -72.2213 | 8 |  | Unknown | Unknown | Other | 5/27/1998 | 0.75 | Water System/Municipal Records | Unknown |  |  | Unknown Material – No Source |  | No |  |  |  |  | Non_Unknown_Unk | 0 | 0 | 1 | 0 | Yes | No
Non-Lead | 136 LONGVIEW AVE | Newport | Vermont | 5855 | 435-136-14478 |  |  | 44.9346 | -72.2207 | 8 |  | No | Unknown | Copper | 5/27/1998 | 0.75 | Water System/Municipal Records | Copper |  | 0.75 | Visual Inspection - Water System | Single Family Residence | No |  |  |  |  | Non_Unknown_Non | 0 | 0 | 0 | 1 | Yes | No
Non-Lead | 48 LONGVIEW AVE | Newport | Vermont | 5855 | 435-136-16381 |  |  | 44.9338 | -72.2216 | 8 |  | Unknown | Unknown | Other | 2010 |  | Water System/Municipal Records | Copper |  | 0.75 | Visual Inspection - Water System | Single Family Residence | No |  |  |  |  | Non_Unknown_Non | 0 | 0 | 0 | 1 | Yes | No
Non-Lead | 90 LONGVIEW AVE | Newport | Vermont | 5855 | 435-136-16334 |  |  | 44.934 | -72.2212 | 8 |  | Unknown | Unknown | Other | 2005 |  | Water System/Municipal Records | Other | 2005 |  | Local Codes/Regulations | Single Family Residence | No |  |  |  |  | Non_Unknown_Non | 0 | 0 | 0 | 1 | Yes | No
Unknown | 141 LONGVIEW ST | Newport | Vermont | 5855 | 435-136-15344 |  |  | 44.9347 | -72.221 | 8 |  | No | Unknown | Copper |  | 0.75 | Water System/Municipal Records | Unknown |  |  | Unknown Material – No Source | Single Family Residence | Yes |  |  |  |  | Non_Unknown_Unk | 0 | 0 | 1 | 0 | Yes | No
Unknown | 76 LONGVIEW ST | Newport | Vermont | 5855 | 435-136-15433 |  |  | 44.9339 | -72.2214 | 8 |  | No | Unknown | Copper | 5/27/1998 | 0.75 | Water System/Municipal Records | Unknown |  |  | Unknown Material – No Source |  | No |  |  |  |  | Non_Unknown_Unk | 0 | 0 | 1 | 0 | Yes | No
Unknown | 103 LOOP RD | Newport | Vermont | 5855 | 435-136-16286 |  |  | 44.9597 | -72.2099 |  |  | Unknown | Unknown | Unknown |  |  | Unknown Material – No Source | PEX |  | 0.75 | Visual Inspection - Water System | Single Family Residence | No |  |  |  |  | Unk_Unknown_Non | 0 | 0 | 1 | 0 | Yes | No
Unknown | 106 LOOP RD | Newport | Vermont | 5855 | 435-136-15668 |  |  | 44.9595 | -72.2098 |  |  | Unknown | Unknown | Unknown |  |  | Unknown Material – No Source | HDPE |  | 0.75 | Visual Inspection - Water System | Single Family Residence | No |  |  |  |  | Unk_Unknown_Non | 0 | 0 | 1 | 0 | Yes | No
Unknown | 114 LOOP RD | Newport | Vermont | 5855 | 435-136-15664 |  |  | 44.9596 | -72.2095 |  |  | Unknown | Unknown | Unknown |  |  | Unknown Material – No Source | Copper |  | 0.75 | Visual Inspection - Water System | Single Family Residence | No |  |  |  |  | Unk_Unknown_Non | 0 | 0 | 1 | 0 | Yes | No
Unknown | 127 LOOP RD | Newport | Vermont | 5855 | 435-136-16105 |  |  | 44.9599 | -72.2096 |  |  | Unknown | Unknown | Unknown |  |  | Unknown Material – No Source | Copper |  | 0.75 | Visual Inspection - Water System | Single Family Residence | No |  |  |  |  | Unk_Unknown_Non | 0 | 0 | 1 | 0 | Yes | No
Unknown | 31 LOOP RD | Newport | Vermont | 5855 | 435-136-16099 |  |  | 44.9592 | -72.2111 |  |  | Unknown | Unknown | Unknown |  |  | Unknown Material – No Source | Unknown |  |  | Unknown Material – No Source |  | No |  |  |  |  | Unk_Unknown_Unk | 0 | 0 | 1 | 0 | Yes | No
Unknown | 33 LOOP RD | Newport | Vermont | 5855 | 435-136-15875 |  |  | 44.9593 | -72.2109 |  |  | Unknown | Unknown | Unknown |  |  | Unknown Material – No Source | Unknown |  |  | Unknown Material – No Source |  | No |  |  |  |  | Unk_Unknown_Unk | 0 | 0 | 1 | 0 | Yes | No
GRR | 45 LOOP RD | Newport | Vermont | 5855 | 435-136-14688 |  |  | 44.9591 | -72.2106 |  |  | Unknown | Unknown | Unknown |  |  | Unknown Material – No Source | Galvanized Iron/Steel |  | 0.75 | Visual Inspection - Water System | Single Family Residence | No |  |  |  |  | Unk_Unknown_GRR | 0 | 1 | 0 | 0 | Yes | Yes
Unknown | 54 LOOP RD | Newport | Vermont | 5855 | 435-136-14787 |  |  | 44.959 | -72.2102 |  |  | Unknown | Unknown | Unknown |  |  | Unknown Material – No Source | HDPE |  | 0.75 | Visual Inspection - Water System | Single Family Residence | No |  |  |  |  | Unk_Unknown_Non | 0 | 0 | 1 | 0 | Yes | No
Unknown | 62 LOOP RD | Newport | Vermont | 5855 | 435-136-14786 |  |  | 44.9594 | -72.21 |  |  | Unknown | Unknown | Unknown |  |  | Unknown Material – No Source | Unknown |  | 0.5 | Unknown Material – No Source | Single Family Residence | No |  | Copper |  |  | Unk_Unknown_Unk | 0 | 0 | 1 | 0 | Yes | No
Unknown | 77 LOOP RD | Newport | Vermont | 5855 | 435-136-15951 |  |  | 44.9597 | -72.2105 |  |  | Unknown | Unknown | Unknown |  |  | Unknown Material – No Source | Copper |  | 0.75 | Visual Inspection - Water System | Multi-family residence | No |  |  |  |  | Unk_Unknown_Non | 0 | 0 | 1 | 0 | Yes | No
Unknown | 83 LOOP RD | Newport | Vermont | 5855 | 435-136-16273 |  |  | 44.9598 | -72.2102 |  |  | Unknown | Unknown | Unknown |  |  | Unknown Material – No Source | Copper |  | 0.5 | Visual Inspection - Water System | Single Family Residence | No |  | Copper |  |  | Unk_Unknown_Non | 0 | 0 | 1 | 0 | Yes | No
Unknown | 138 LORD NELSON LN | Newport | Vermont | 5855 | 435-136-15790 |  |  | 44.9431 | -72.2354 | 2 | PVC | Unknown | Unknown | Unknown |  |  | Unknown Material – No Source | Unknown |  |  | Unknown Material – No Source |  | No |  |  |  |  | Unk_Unknown_Unk | 0 | 0 | 1 | 0 | Yes | No
Unknown | 148 LORD NELSON LN | Newport | Vermont | 5855 | 435-136-14614 |  |  | 44.9431 | -72.2347 | 2 | PVC | Unknown | Unknown | Unknown |  |  | Unknown Material – No Source | HDPE |  | 1 | Visual Inspection - Water System | Single Family Residence | No |  | Copper |  |  | Unk_Unknown_Non | 0 | 0 | 1 | 0 | Yes | No
Unknown | 171 LORD NELSON LN | Newport | Vermont | 5855 | 435-136-14602 |  |  | 44.9435 | -72.2344 | 2 | PVC | Unknown | Unknown | Unknown |  |  | Unknown Material – No Source | HDPE |  | 1 | Visual Inspection - Water System | Single Family Residence | No |  |  |  |  | Unk_Unknown_Non | 0 | 0 | 1 | 0 | Yes | No
Unknown | 23 LORD NELSON LN | Newport | Vermont | 5855 | 435-136-14776 |  |  | 44.9431 | -72.2373 | 2 | PVC | Unknown | Unknown | Unknown |  |  | Unknown Material – No Source | HDPE |  | 0.75 | Visual Inspection - Water System | Single Family Residence | No |  |  |  |  | Unk_Unknown_Non | 0 | 0 | 1 | 0 | Yes | No
Unknown | 65 LORD NELSON LN | Newport | Vermont | 5855 | 435-136-14444 |  |  | 44.9431 | -72.2366 | 2 | PVC | Unknown | Unknown | Unknown |  |  | Unknown Material – No Source | HDPE |  | 1 | Visual Inspection - Water System | Single Family Residence | No |  | Copper |  |  | Unk_Unknown_Non | 0 | 0 | 1 | 0 | Yes | No
Unknown | 97 LORD NELSON LN | Newport | Vermont | 5855 | 435-136-16084 |  |  | 44.9433 | -72.2361 | 2 | PVC | Unknown | Unknown | Unknown |  |  | Unknown Material – No Source | HDPE |  | 1 | Visual Inspection - Water System | Single Family Residence | No |  | Copper |  |  | Unk_Unknown_Non | 0 | 0 | 1 | 0 | Yes | No
Non-Lead | 72 LOWER RD | Newport | Vermont | 5855 | 435-136-16185 |  |  | 44.9463 | -72.2318 | 2 | Other | No | Unknown | Other | 2003 |  | Water System/Municipal Records | Copper |  | 0.75 | Visual Inspection - Water System | Single Family Residence | No |  |  |  |  | Non_Unknown_Non | 0 | 0 | 0 | 1 | Yes | No
Non-Lead | 82 LOWER RD | Newport | Vermont | 5855 | 435-136-16167 |  |  | 44.9464 | -72.2316 | 2 | Other | No | Unknown | Other | 2003 |  | Water System/Municipal Records | Copper |  | 0.75 | Visual Inspection - Water System | Single Family Residence | No |  |  |  |  | Non_Unknown_Non | 0 | 0 | 0 | 1 | Yes | No
Non-Lead | 1 MAIN ST | Newport | Vermont | 5855 | 435-136-15573 |  |  | 44.9363 | -72.2067 | 8 |  | No | Unknown | Copper |  | 1 | Water System Maps/Drawings | Copper |  |  | Visual Inspection - Water System |  | No |  |  |  |  | Non_Unknown_Non | 0 | 0 | 0 | 1 | Yes | No
Non-Lead | 1 MAIN ST - UNIT 1 | Newport | Vermont | 5855 | 435-136-15655 |  |  | 44.9364 | -72.2067 | 8 |  | No | Unknown | Copper |  | 1 | Water System Maps/Drawings | Copper |  |  | Visual Inspection - Water System |  | No |  |  |  |  | Non_Unknown_Non | 0 | 0 | 0 | 1 | Yes | No
Non-Lead | 1 MAIN ST - UNIT 2 | Newport | Vermont | 5855 | 435-136-15573 |  |  | 44.9364 | -72.2067 | 8 |  | No | Unknown | Copper |  | 1 | Water System Maps/Drawings | Copper |  | 0.75 | Visual Inspection - Water System | Business/Commercial | No |  |  |  |  | Non_Unknown_Non | 0 | 0 | 0 | 1 | Yes | No
Non-Lead | 100 MAIN ST | Newport | Vermont | 5855 | 435-136-16193 |  |  | 44.9368 | -72.2085 |  |  | Unknown | Unknown | Other |  | Unknown | Other - Source Reported in Summary | Other |  | 8 | Visual Inspection - Water System | Business/Commercial | No |  |  |  |  | Non_Unknown_Non | 0 | 0 | 0 | 1 | Yes | No
Non-Lead | 107-119 MAIN ST | Newport | Vermont | 5855 | 435-136-14265 |  |  | 44.9361 | -72.2083 | 8 |  | Unknown | Unknown | Other | 6/20/1994 | 0.75 | Water System/Municipal Records | Copper |  | 0.75 | Visual Inspection - Water System | Business/Commercial | No |  | Copper |  |  | Non_Unknown_Non | 0 | 0 | 0 | 1 | Yes | No
Unknown | 125 MAIN ST | Newport | Vermont | 5855 | 435-136-15708 |  |  | 44.9361 | -72.2086 | 6 |  | No | Unknown | Copper | 10/13/1994 | 0.75 | Water System/Municipal Records | Unknown |  |  | Unknown Material – No Source |  | No |  |  |  |  | Non_Unknown_Unk | 0 | 0 | 1 | 0 | Yes | No
Non-Lead | 137 MAIN ST | Newport | Vermont | 5855 | 435-136-14909 |  |  | 44.936 | -72.2088 |  |  | Unknown | Unknown | Other |  | 6 | Water System/Municipal Records | Other |  | 6 | Visual Inspection - Water System | Business/Commercial | No |  | Copper |  |  | Non_Unknown_Non | 0 | 0 | 0 | 1 | Yes | No
Unknown | 138 MAIN ST | Newport | Vermont | 5855 | 435-136-15764 |  |  | 44.9364 | -72.2092 | 4 |  | Unknown | Unknown | Other | 07/19/2006 |  | Water System/Municipal Records | Unknown |  |  | Unknown Material – No Source |  | No |  |  |  |  | Non_Unknown_Unk | 0 | 0 | 1 | 0 | Yes | No
Unknown | 150 MAIN ST | Newport | Vermont | 5855 | 435-136-14423 |  |  | 44.9366 | -72.2095 | 8 |  | No | Unknown | Copper |  | 1 | Water System/Municipal Records | Unknown |  |  | Unknown Material – No Source |  | No |  |  |  |  | Non_Unknown_Unk | 0 | 0 | 1 | 0 | Yes | No
Unknown | 158 MAIN ST (EAST SUITE) | Newport | Vermont | 5855 | 435-136-14279 |  |  | 44.9361 | -72.2096 | 8 |  | Unknown | Unknown | Other | 1994 |  | Water System/Municipal Records | Unknown |  |  | Unknown Material – No Source |  | No |  |  |  |  | Non_Unknown_Unk | 0 | 0 | 1 | 0 | Yes | No
Non-Lead | 158 MAIN ST (WEST SUITE) | Newport | Vermont | 5855 | 435-136-14279 |  |  | 44.9361 | -72.2096 | 8 |  | Unknown | Unknown | Other | 1994 |  | Water System/Municipal Records | Copper |  | 2 | Visual Inspection - Water System | Business/Commercial | No |  |  |  |  | Non_Unknown_Non | 0 | 0 | 0 | 1 | Yes | No
Non-Lead | 194 MAIN ST | Newport | Vermont | 5855 | 435-136-15551 |  |  | 44.9361 | -72.2099 | 8 |  | No | Unknown | Copper |  | 2 | Water System/Municipal Records | Copper |  | 2 | Visual Inspection - Water System | Business/Commercial | No |  | Copper |  |  | Non_Unknown_Non | 0 | 0 | 0 | 1 | Yes | No
GRR | 217 MAIN ST | Newport | Vermont | 5855 | 435-136-16194 |  |  | 44.9355 | -72.2104 | 8 |  | No | Unknown | Copper |  | 0.75 | Water System/Municipal Records | Galvanized Iron/Steel |  | 2 | Visual Inspection - Water System | Business/Commercial | No |  | Copper |  |  | Non_Unknown_GRR | 0 | 1 | 0 | 0 | Yes | Yes
Non-Lead | 246 MAIN ST | Newport | Vermont | 5855 | 435-136-14492 |  |  | 44.9358 | -72.2111 | 4 |  | Yes | Unknown | Copper | 5/3/2000 | 0.75 | Water System/Municipal Records | Copper |  | 0.75 | Visual Inspection - Water System | Business/Commercial | No |  | Copper |  |  | Non_Unknown_Non | 0 | 0 | 0 | 1 | Yes | No
GRR | 247 MAIN ST | Newport | Vermont | 5855 | 435-136-15671 |  |  | 44.9352 | -72.2107 | 8 |  | No | Unknown | Copper |  | 0.75 | Water System/Municipal Records | Galvanized Iron/Steel |  | 0.75 | Visual Inspection - Water System | Business/Commercial | No |  |  |  |  | Non_Unknown_GRR | 0 | 1 | 0 | 0 | Yes | Yes
Unknown | 266 MAIN ST | Newport | Vermont | 5855 | 435-136-14944 |  |  | 44.9355 | -72.2114 | 8 |  | Unknown | Unknown | Copper |  | 0.75 | Water System/Municipal Records | Unknown |  |  | Unknown Material – No Source |  | No |  |  |  |  | Non_Unknown_Unk | 0 | 0 | 1 | 0 | Yes | No
Non-Lead | 273 MAIN ST | Newport | Vermont | 5855 | 435-136-16054 |  |  | 44.935 | -72.2113 |  |  | No | No | Other | 2014 | 6 | Local Codes/Regulations | Ductile Iron |  | 6 | Visual Inspection - Water System | Business/Commercial | No |  |  |  |  | Non_No_Non | 0 | 0 | 0 | 1 | Yes | No
GRR | 316 MAIN ST | Newport | Vermont | 5855 | 435-136-14958 |  |  | 44.9352 | -72.2124 | 8 |  | No | Unknown | Unknown |  | 0.75 | Unknown Material – No Source | Galvanized Iron/Steel |  | 0.75 | Visual Inspection - Water System | Business/Commercial | No |  |  |  |  | Unk_Unknown_GRR | 0 | 1 | 0 | 0 | Yes | Yes
Unknown | 319 MAIN ST | Newport | Vermont | 5855 | 435-136-15781 |  |  | 44.9349 | -72.2122 |  |  | No | Unknown | Copper | 07/19/2011 |  | Water System/Municipal Records | Unknown |  |  | Unknown Material – No Source |  | No |  |  |  |  | Non_Unknown_Unk | 0 | 0 | 1 | 0 | Yes | No
GRR | 325 MAIN ST | Newport | Vermont | 5855 | 435-136-16067 |  |  | 44.9344 | -72.2122 | 4 |  | No | Unknown | Copper | 7/24/1995 | 0.5 | Water System/Municipal Records | Galvanized Iron/Steel |  | 0.75 | Visual Inspection - Water System | Multi-family residence | No |  |  |  |  | Non_Unknown_GRR | 0 | 1 | 0 | 0 | Yes | Yes
Non-Lead | 328 MAIN ST | Newport | Vermont | 5855 | 435-136-15983 |  |  | 44.9352 | -72.2126 | 8 |  | No | Unknown | Copper | 8/1/1994 | 0.5 | Water System/Municipal Records | Copper |  | 0.5 | Visual Inspection - Water System | Business/Commercial | No |  |  |  |  | Non_Unknown_Non | 0 | 0 | 0 | 1 | Yes | No
GRR | 329 MAIN ST | Newport | Vermont | 5855 | 435-136-14587 |  |  | 44.9347 | -72.2124 | 8 |  | Unknown | Unknown | Unknown | 4/26/1960 | 0.5 | Unknown Material – No Source | Galvanized Iron/Steel |  | 0.75 | Visual Inspection - Water System | Multi-family residence | No |  |  |  |  | Unk_Unknown_GRR | 0 | 1 | 0 | 0 | Yes | Yes
GRR | 338 MAIN ST | Newport | Vermont | 5855 | 435-136-15225 |  |  | 44.9351 | -72.2129 | 8 |  | No | Unknown | Copper | 8/8/1994 | 0.5 | Water System/Municipal Records | Galvanized Iron/Steel |  | 0.75 | Visual Inspection - Water System | Multi-family residence | No |  | Galvanized Iron/Steel |  |  | Non_Unknown_GRR | 0 | 1 | 0 | 0 | Yes | Yes
Non-Lead | 343 MAIN ST | Newport | Vermont | 5855 | 435-136-16388 |  |  | 44.9347 | -72.2127 | 8 |  | Unknown | Unknown | Copper |  | 0.75 | Visual Inspection - Water System | HDPE | 06/23/2025 | 0.75 | Visual Inspection - Water System | Multi-family residence | No |  | Copper |  |  | Non_Unknown_Non | 0 | 0 | 0 | 1 | Yes | No
Unknown | 354 MAIN ST | Newport | Vermont | 5855 | 435-136-14505 |  |  | 44.9353 | -72.2131 | 8 |  | Unknown | Unknown | Unknown | 4/13/1960 | 0.75 | Unknown Material – No Source | Copper |  | 0.75 | Visual Inspection - Water System | Multi-family residence | No |  | PEX |  |  | Unk_Unknown_Non | 0 | 0 | 1 | 0 | Yes | No
GRR | 358 MAIN ST | Newport | Vermont | 5855 | 435-136-15521 |  |  | 44.935 | -72.2131 | 6 |  | No | Unknown | Copper | 5/30/2001 | 1.5 | Water System/Municipal Records | Galvanized Iron/Steel |  | 0.75 | Visual Inspection - Water System | Multi-family residence | No |  |  |  |  | Non_Unknown_GRR | 0 | 1 | 0 | 0 | Yes | Yes
Non-Lead | 364 MAIN ST | Newport | Vermont | 5855 | 435-136-15894 |  |  | 44.9348 | -72.2132 | 8 |  | Unknown | Unknown | Other | 08/18/1994 | 1 | Water System/Municipal Records | Copper |  | 0.5 | Visual Inspection - Water System | Single Family Residence | No |  | Galvanized Iron/Steel |  |  | Non_Unknown_Non | 0 | 0 | 0 | 1 | Yes | No
Non-Lead | 371 MAIN ST | Newport | Vermont | 5855 | 435-136-15654 |  |  | 44.9344 | -72.2132 | 8 |  | No | Unknown | Copper | 8/22/1994 | 0.75 | Water System/Municipal Records | Copper |  | 0.75 | Visual Inspection - Water System | Business/Commercial | No |  |  |  |  | Non_Unknown_Non | 0 | 0 | 0 | 1 | Yes | No
Non-Lead | 374 MAIN ST | Newport | Vermont | 5855 | 435-136-14311 |  |  | 44.9348 | -72.2134 | 6 |  | No | Unknown | Copper | 8/18/1994 | 1 | Water System/Municipal Records | Copper |  | 0.5 | Visual Inspection - Water System | Business/Commercial | No |  |  |  |  | Non_Unknown_Non | 0 | 0 | 0 | 1 | Yes | No
Unknown | 383 MAIN ST | Newport | Vermont | 5855 | 435-136-16070 |  |  | 44.9343 | -72.2134 | 8 |  | No | Unknown | Copper | 8/22/1994 | 0.75 | Water System/Municipal Records | Unknown |  |  | Unknown Material – No Source |  | No |  |  |  |  | Non_Unknown_Unk | 0 | 0 | 1 | 0 | Yes | No
GRR | 385 MAIN ST | Newport | Vermont | 5855 | 435-136-15136 |  |  | 44.9339 | -72.2132 |  |  | No | Unknown | Copper | 08/22/2011 | 1 | Water System/Municipal Records | Galvanized Iron/Steel |  | 0.5 | Visual Inspection - Water System | Multi-family residence | No |  | Copper |  |  | Non_Unknown_GRR | 0 | 1 | 0 | 0 | Yes | Yes
Non-Lead | 450 MAIN ST | Newport | Vermont | 5855 | 435-136-15589 |  |  | 44.9356 | -72.2137 | 4 |  | No | Unknown | Other | 06/18/1986 | 6 | Water System/Municipal Records | Copper |  | 0.75 | Visual Inspection - Water System | Business/Commercial | No |  | Copper |  |  | Non_Unknown_Non | 0 | 0 | 0 | 1 | Yes | No
GRR | 455 MAIN ST | Newport | Vermont | 5855 | 435-136-15546 |  |  | 44.9339 | -72.2145 |  |  | Unknown | Unknown | Unknown |  |  | Unknown Material – No Source | Galvanized Iron/Steel |  |  | Visual Inspection - Other | Single Family Residence | No |  |  |  |  | Unk_Unknown_GRR | 0 | 1 | 0 | 0 | Yes | Yes
Unknown | 467 MAIN ST | Newport | Vermont | 5855 | 435-136-14386 |  |  | 44.9337 | -72.2147 | 6 |  | No | Unknown | Copper | 5/2/1994 | 0.75 | Water System/Municipal Records | Unknown |  |  | Unknown Material – No Source |  | No |  |  |  |  | Non_Unknown_Unk | 0 | 0 | 1 | 0 | Yes | No
Unknown | 477 MAIN ST | Newport | Vermont | 5855 | 435-136-14641 |  |  | 44.9336 | -72.215 | 6 |  | No | Unknown | Copper | 5/3/1994 | 0.5 | Water System/Municipal Records | Unknown |  |  | Unknown Material – No Source |  | No |  |  |  |  | Non_Unknown_Unk | 0 | 0 | 1 | 0 | Yes | No
Unknown | 529 MAIN ST | Newport | Vermont | 5855 | 435-136-15711 |  |  | 44.9329 | -72.2157 |  |  | No | Unknown | Copper | 04/06/2001 | 0.5 | Water System/Municipal Records | Unknown |  |  | Unknown Material – No Source |  | No |  |  |  |  | Non_Unknown_Unk | 0 | 0 | 1 | 0 | Yes | No
Unknown | 584 MAIN ST | Newport | Vermont | 5855 | 435-136-14697 |  |  | 44.933 | -72.2166 | 8 |  | Unknown | Unknown | Unknown |  |  | Unknown Material – No Source | Copper |  | 0.75 | Visual Inspection - Water System | Single Family Residence | No |  |  |  |  | Unk_Unknown_Non | 0 | 0 | 1 | 0 | Yes | No
Unknown | 585 MAIN ST | Newport | Vermont | 5855 | 435-136-14775 |  |  | 44.9326 | -72.2166 |  |  | Unknown | Unknown | Unknown |  |  | Unknown Material – No Source | HDPE |  | 0.75 | Visual Inspection - Water System | Single Family Residence | No |  | PEX |  |  | Unk_Unknown_Non | 0 | 0 | 1 | 0 | Yes | No
Non-Lead | 59 MAIN ST | Newport | Vermont | 5855 | 435-136-14585 |  |  | 44.9363 | -72.2073 | 8 |  | No | Unknown | Copper |  | 2 | Water System/Municipal Records | Copper |  | 2 | Visual Inspection - Water System | Single Family Residence | No |  | Copper |  |  | Non_Unknown_Non | 0 | 0 | 0 | 1 | Yes | No
Non-Lead | 70 MAIN ST | Newport | Vermont | 5855 | 435-136-16173 |  |  | 44.9368 | -72.2078 | 8 |  | No | Unknown | Other |  | 6 | Water System/Municipal Records | Copper |  | 2 | Visual Inspection - Water System | Business/Commercial | No |  |  |  |  | Non_Unknown_Non | 0 | 0 | 0 | 1 | Yes | No
Unknown | 95 MAIN ST | Newport | Vermont | 5855 | 435-136-14265 |  |  | 44.9361 | -72.2081 | 8 |  | Unknown | Unknown | Other | 06/20/1994 |  | Water System/Municipal Records | Unknown |  |  | Unknown Material – No Source |  | No |  |  |  |  | Non_Unknown_Unk | 0 | 0 | 1 | 0 | Yes | No
Unknown | 103 MALLARD DR | Newport | Vermont | 5855 | 435-136-14925 |  |  | 44.9625 | -72.1966 |  | Galvanized Iron/Steel | Unknown | Unknown | Unknown |  |  | Unknown Material – No Source | Copper |  | 0.5 | Visual Inspection - Water System | Single Family Residence | No |  |  |  |  | Unk_Unknown_Non | 0 | 0 | 1 | 0 | Yes | No
Non-Lead | 120 MALLARD DR | Newport | Vermont | 5855 | 435-136-14659 |  |  | 44.9629 | -72.1963 |  | Galvanized Iron/Steel | Unknown | Unknown | Copper | 2023 | 1 | Water System/Municipal Records | HDPE |  | 1 | Visual Inspection - Water System | Single Family Residence | No |  |  |  |  | Non_Unknown_Non | 0 | 0 | 0 | 1 | Yes | No
Unknown | 16 MALLARD DR | Newport | Vermont | 5855 | 435-136-15661 |  |  | 44.9615 | -72.1957 |  | Galvanized Iron/Steel | Unknown | Unknown | Unknown |  |  | Unknown Material – No Source | HDPE |  | 1 | Visual Inspection - Water System | Single Family Residence | No |  |  |  |  | Unk_Unknown_Non | 0 | 0 | 1 | 0 | Yes | No
Unknown | 30 MALLARD DR | Newport | Vermont | 5855 | 435-136-15990 |  |  | 44.9618 | -72.1953 |  | Galvanized Iron/Steel | Unknown | Unknown | Unknown |  |  | Unknown Material – No Source | Copper |  | 0.75 | Visual Inspection - Water System |  | No |  |  |  |  | Unk_Unknown_Non | 0 | 0 | 1 | 0 | Yes | No
Unknown | 71 MALLARD DR | Newport | Vermont | 5855 | 435-136-14883 |  |  | 44.9621 | -72.1961 |  | Galvanized Iron/Steel | Unknown | Unknown | Unknown |  |  | Unknown Material – No Source | Copper |  | 0.75 | Visual Inspection - Water System |  | No |  |  |  |  | Unk_Unknown_Non | 0 | 0 | 1 | 0 | Yes | No
Unknown | 93 MALLARD DR | Newport | Vermont | 5855 | 435-136-14415 |  |  | 44.9624 | -72.1963 |  | Galvanized Iron/Steel | Unknown | Unknown | Unknown |  |  | Unknown Material – No Source | Copper |  | 0.5 | Visual Inspection - Water System |  | No |  |  |  |  | Unk_Unknown_Non | 0 | 0 | 1 | 0 | Yes | No
Non-Lead | 106 MAPLE ST | Newport | Vermont | 5855 | 435-136-14782 |  |  | 44.9456 | -72.1994 | 6 |  | No | Unknown | Copper | 6/9/1998 | 0.5 | Water System/Municipal Records | Copper |  | 0.5 | Visual Inspection - Water System | Single Family Residence | No |  |  |  |  | Non_Unknown_Non | 0 | 0 | 0 | 1 | Yes | No
GRR | 119 MAPLE ST | Newport | Vermont | 5855 | 435-136-15588 |  |  | 44.9457 | -72.1992 | 4 |  | Unknown | Unknown | Unknown |  |  | Unknown Material – No Source | Galvanized Iron/Steel |  | 0.75 | Visual Inspection - Water System | Single Family Residence | No |  | Copper |  |  | Unk_Unknown_GRR | 0 | 1 | 0 | 0 | Yes | Yes
GRR | 122 MAPLE ST | Newport | Vermont | 5855 | 435-136-15271 |  |  | 44.9456 | -72.1991 | 6 |  | No | Unknown | Copper | 5/9/1998 | 0.5 | Water System/Municipal Records | Galvanized Iron/Steel |  | 0.75 | Visual Inspection - Water System | Single Family Residence | No |  | Copper |  |  | Non_Unknown_GRR | 0 | 1 | 0 | 0 | Yes | Yes
Unknown | 26 MAPLE ST | Newport | Vermont | 5855 | 435-136-15281 |  |  | 44.9453 | -72.2006 | 6 |  | Unknown | Unknown | Copper | 06/15/1998 |  | Water System/Municipal Records | Unknown |  | 0.5 | Unknown Material – No Source | Multi-family residence | No |  | Copper |  |  | Non_Unknown_Unk | 0 | 0 | 1 | 0 | Yes | No
Non-Lead | 42 MAPLE ST | Newport | Vermont | 5855 | 435-136-15281 |  |  | 44.9455 | -72.2007 | 6 |  | Unknown | Unknown | Other | 1998 |  | Water System/Municipal Records | Copper |  | 0.5 | Visual Inspection - Water System | Multi-family residence | No |  | Copper |  |  | Non_Unknown_Non | 0 | 0 | 0 | 1 | Yes | No
Non-Lead | 43 MAPLE ST | Newport | Vermont | 5855 | 435-136-14633 |  |  | 44.9457 | -72.2006 | 6 |  | No | Unknown | Copper | 6/15/1998 | 0.75 | Water System/Municipal Records | Copper |  | 0.75 | Visual Inspection - Water System | Single Family Residence | No |  | Copper |  |  | Non_Unknown_Non | 0 | 0 | 0 | 1 | Yes | No
Unknown | 53 MAPLE ST | Newport | Vermont | 5855 | 435-136-15345 |  |  | 44.9458 | -72.2006 | 6 |  | No | Unknown | Copper | 6/15/1998 | 0.5 | Water System/Municipal Records | Unknown |  |  | Unknown Material – No Source | Single Family Residence | No |  |  |  |  | Non_Unknown_Unk | 0 | 0 | 1 | 0 | Yes | No
GRR | 54 MAPLE ST | Newport | Vermont | 5855 | 435-136-15020 |  |  | 44.9455 | -72.2004 | 6 |  | No | Unknown | Copper | 6/15/1998 | 0.5 | Water System/Municipal Records | Galvanized Iron/Steel |  | 0.75 | Visual Inspection - Water System | Single Family Residence | No |  | Copper |  |  | Non_Unknown_GRR | 0 | 1 | 0 | 0 | Yes | Yes
GRR | 67 MAPLE ST | Newport | Vermont | 5855 | 435-136-16098 |  |  | 44.9458 | -72.2001 | 6 |  | No | Unknown | Copper | 6/22/1998 | 0.5 | Water System/Municipal Records | Galvanized Iron/Steel |  | 0.5 | Visual Inspection - Water System | Single Family Residence | No |  | Copper |  |  | Non_Unknown_GRR | 0 | 1 | 0 | 0 | Yes | Yes
Non-Lead | 70 MAPLE ST | Newport | Vermont | 5855 | 435-136-15080 |  |  | 44.9455 | -72.2001 | 6 |  | No | Unknown | Copper | 6/10/1998 | 0.5 | Water System/Municipal Records | Copper |  | 0.75 | Visual Inspection - Water System | Single Family Residence | No |  |  |  |  | Non_Unknown_Non | 0 | 0 | 0 | 1 | Yes | No
GRR | 81 MAPLE ST | Newport | Vermont | 5855 | 435-136-16009 |  |  | 44.9458 | -72.1999 | 6 |  | No | Unknown | Copper | 6/10/1998 | 0.5 | Water System/Municipal Records | Galvanized Iron/Steel |  | 0.75 | Visual Inspection - Water System | Single Family Residence | No |  | Galvanized Iron/Steel |  |  | Non_Unknown_GRR | 0 | 1 | 0 | 0 | Yes | Yes
Non-Lead | 82 MAPLE ST | Newport | Vermont | 5855 | 435-136-15388 |  |  | 44.9456 | -72.1998 | 6 |  | No | Unknown | Copper | 6/10/1998 | 0.5 | Water System/Municipal Records | Copper |  | 0.75 | Visual Inspection - Water System | Single Family Residence | No |  | Copper |  |  | Non_Unknown_Non | 0 | 0 | 0 | 1 | Yes | No
GRR | 96 MAPLE ST | Newport | Vermont | 5855 | 435-136-15032 |  |  | 44.9456 | -72.1996 | 6 |  | No | Unknown | Copper | 6/10/1998 | 0.5 | Water System/Municipal Records | Galvanized Iron/Steel |  | 0.75 | Visual Inspection - Water System | Single Family Residence | No |  |  |  |  | Non_Unknown_GRR | 0 | 1 | 0 | 0 | Yes | Yes
Unknown | 99 MAPLE ST | Newport | Vermont | 5855 | 435-136-15302 |  |  | 44.9456 | -72.1996 |  |  | No | Unknown | Copper | 06/09/1998 | 0.5 | Water System/Municipal Records | Unknown |  |  | Unknown Material – No Source |  | No |  |  |  |  | Non_Unknown_Unk | 0 | 0 | 1 | 0 | Yes | No
Unknown | 46 MARCH RD - (A) | Newport | Vermont | 5855 | 435-136-14719 |  |  | 44.9556 | -72.2198 |  |  | Unknown | Unknown | Unknown |  |  | Unknown Material – No Source | HDPE |  | 1 | Visual Inspection - Water System | Multi-family residence | No |  | PEX |  |  | Unk_Unknown_Non | 0 | 0 | 1 | 0 | Yes | No
Unknown | 46 MARCH RD - (B) | Newport | Vermont | 5855 | 435-136-14719 |  |  | 44.9556 | -72.2198 |  |  | Unknown | Unknown | Unknown |  |  | Unknown Material – No Source | HDPE |  | 1 | Visual Inspection - Water System | Multi-family residence | No |  |  |  |  | Unk_Unknown_Non | 0 | 0 | 1 | 0 | Yes | No
Unknown | 20 MASONIC LANE | Newport | Vermont | 5855 | 435-136-16139 |  |  | 44.9505 | -72.2019 |  |  | No | Unknown | Copper | 05/15/2000 |  | Water System/Municipal Records | Unknown |  |  | Unknown Material – No Source |  | No |  |  |  |  | Non_Unknown_Unk | 0 | 0 | 1 | 0 | Yes | No
Non-Lead | 41 MASONIC LANE | Newport | Vermont | 5855 | 435-136-15597 |  |  | 44.9502 | -72.2024 |  |  | Unknown | Unknown | Copper | 09/28/1986 | 1.5 | Water System/Municipal Records | Copper |  | 0.75 | Visual Inspection - Water System | Business/Commercial | No |  |  |  |  | Non_Unknown_Non | 0 | 0 | 0 | 1 | Yes | No
Non-Lead | 42 MASONIC LANE | Newport | Vermont | 5855 | 435-136-16138 |  |  | 44.9507 | -72.2024 |  |  | Unknown | Unknown | Galvanized Iron/Steel |  |  | Water System/Municipal Records | HDPE |  | 0.5 | Water System/Municipal Records | Single Family Residence | No |  |  |  |  | GRR_Unknown_Non | 0 | 0 | 0 | 1 | Yes | No
Non-Lead | 46 MASONIC LANE | Newport | Vermont | 5855 | 435-136-16138 |  |  | 44.9506 | -72.2026 |  |  | Unknown | Unknown | Galvanized Iron/Steel |  |  | Water System/Municipal Records | HDPE |  | 0.5 | Water System/Municipal Records | Single Family Residence | No |  |  |  |  | GRR_Unknown_Non | 0 | 0 | 0 | 1 | Yes | No
Non-Lead | 109 MEADOW LANE | Newport | Vermont | 5855 | 435-136-14445 |  |  | 44.9424 | -72.2357 |  |  | Unknown | Unknown | Other | 1991 |  | Water System/Municipal Records | HDPE |  | 0.75 | Visual Inspection - Water System | Single Family Residence | No |  |  |  |  | Non_Unknown_Non | 0 | 0 | 0 | 1 | Yes | No
Non-Lead | 150 MEADOW LANE | Newport | Vermont | 5855 | 435-136-14844 |  |  | 44.9418 | -72.2351 |  |  | Unknown | Unknown | Other | 1999 |  | Water System/Municipal Records | HDPE |  | 1 | Visual Inspection - Water System | Single Family Residence | No |  |  |  |  | Non_Unknown_Non | 0 | 0 | 0 | 1 | Yes | No
Non-Lead | 268 MEADOW LANE | Newport | Vermont | 5855 | 435-136-15645 |  |  | 44.9427 | -72.2333 |  |  | Unknown | Unknown | Other | 1995 |  | Water System/Municipal Records | Copper |  | 1 | Visual Inspection - Water System | Single Family Residence | No |  |  |  |  | Non_Unknown_Non | 0 | 0 | 0 | 1 | Yes | No
Non-Lead | 302 MEADOW LANE | Newport | Vermont | 5855 | 435-136-15300 |  |  | 44.943 | -72.2326 |  |  | Unknown | Unknown | Other | 1996 |  | Water System/Municipal Records | HDPE |  | 1 | Visual Inspection - Water System | Single Family Residence | No |  | Copper |  |  | Non_Unknown_Non | 0 | 0 | 0 | 1 | Yes | No
Non-Lead | 35 MEADOW LANE | Newport | Vermont | 5855 | 435-136-14448 |  |  | 44.942 | -72.2374 |  |  | Unknown | Unknown | Other | 2004 |  | Water System/Municipal Records | Copper |  | 0.75 | Visual Inspection - Water System | Single Family Residence | No |  | PEX |  |  | Non_Unknown_Non | 0 | 0 | 0 | 1 | Yes | No
Non-Lead | 66 MEADOW LANE | Newport | Vermont | 5855 | 435-136-14653 |  |  | 44.9415 | -72.2361 |  |  | Unknown | Unknown | Other | 1995 |  | Water System/Municipal Records | HDPE |  | 1 | Visual Inspection - Water System | Single Family Residence | No |  | Copper |  |  | Non_Unknown_Non | 0 | 0 | 0 | 1 | Yes | No
Non-Lead | 49 MEADOW VIEW DR | Newport | Vermont | 5855 | 435-136-15366 |  |  | 44.9306 | -72.2348 |  |  | Unknown | Unknown | Galvanized Iron/Steel |  | 1.5 | Water System/Municipal Records | Copper |  | 1 | Visual Inspection - Water System | Single Family Residence | No |  | PEX |  |  | GRR_Unknown_Non | 0 | 0 | 0 | 1 | Yes | No
Non-Lead | 75 MEADOW VIEW DR | Newport | Vermont | 5855 | 435-136-14308 |  |  | 44.9305 | -72.234 |  |  | Unknown | Unknown | Galvanized Iron/Steel |  | 1.5 | Water System/Municipal Records | HDPE |  | 0.75 | Visual Inspection - Water System | Single Family Residence | No |  | Copper |  |  | GRR_Unknown_Non | 0 | 0 | 0 | 1 | Yes | No
Non-Lead | 186 MEDICAL VILLAGE DR | Newport | Vermont | 5855 | 435-136-15650 |  |  | 44.9579 | -72.2011 |  |  | Unknown | Unknown | Other |  | Unknown | Other - Source Reported in Summary | Other |  | 6 | Visual Inspection - Water System | Business/Commercial | No |  |  |  |  | Non_Unknown_Non | 0 | 0 | 0 | 1 | Yes | No
Non-Lead | 121 MEDICAL VILLAGE DR | Newport | Vermont | 5855 | 435-136-15650 |  |  | 44.957 | -72.2021 |  |  | Unknown | Unknown | Other |  | Unknown | Other - Source Reported in Summary | Other |  | 4 | Visual Inspection - Water System | Business/Commercial | No |  |  |  |  | Non_Unknown_Non | 0 | 0 | 0 | 1 | Yes | No
Non-Lead | 41 MEDICAL VILLAGE DR | Newport | Vermont | 5855 | 435-136-15650 |  |  | 44.9554 | -72.2021 |  |  | Unknown | Unknown | Other |  | Unknown | Other - Source Reported in Summary | Other |  | 4 | Visual Inspection - Water System | Business/Commercial | No |  |  |  |  | Non_Unknown_Non | 0 | 0 | 0 | 1 | Yes | No
Non-Lead | 81 MEDICAL VILLAGE DR | Newport | Vermont | 5855 | 435-136-15650 |  |  | 44.956 | -72.2025 |  |  | Unknown | Unknown | Other |  | Unknown | Other - Source Reported in Summary | Other |  | 6 | Visual Inspection - Water System | Business/Commercial | No |  |  |  |  | Non_Unknown_Non | 0 | 0 | 0 | 1 | Yes | No
Non-Lead | 148 MEMPHREMAGOG VIEWS | Newport | Vermont | 5855 | 435-136-14412 |  |  | 44.9331 | -72.2285 | 8 | Ductile Iron | No | No | Copper | 1980 | 0.75 | Water System/Municipal Records | HDPE |  | 0.75 | Visual Inspection - Water System | Single Family Residence | No |  | Copper |  |  | Non_No_Non | 0 | 0 | 0 | 1 | Yes | No
GRR | 151 MEMPHREMAGOG VIEWS A-1 | Newport | Vermont | 5855 | 435-136-15479 |  |  | 44.9328 | -72.2274 | 8 | Ductile Iron | Unknown | Unknown | Other |  |  | Other - Source Reported in Summary | Galvanized Iron/Steel |  | 2 | Visual Inspection - Water System | Multi-family residence | No |  |  |  |  | Non_Unknown_GRR | 0 | 1 | 0 | 0 | Yes | Yes
GRR | 151 MEMPHREMAGOG VIEWS A-2 | Newport | Vermont | 5855 | 435-136-15427 |  |  | 44.9328 | -72.2273 | 8 | Ductile Iron | Unknown | Unknown | Other |  |  | Other - Source Reported in Summary | Galvanized Iron/Steel |  | 2 | Visual Inspection - Water System | Multi-family residence | No |  |  |  |  | Non_Unknown_GRR | 0 | 1 | 0 | 0 | Yes | Yes
GRR | 151 MEMPHREMAGOG VIEWS A-3 | Newport | Vermont | 5855 | 435-136-14563 |  |  | 44.9328 | -72.2274 | 8 | Ductile Iron | Unknown | Unknown | Other |  |  | Other - Source Reported in Summary | Galvanized Iron/Steel |  | 2 | Visual Inspection - Water System |  | No |  |  |  |  | Non_Unknown_GRR | 0 | 1 | 0 | 0 | Yes | Yes
GRR | 151 MEMPHREMAGOG VIEWS A-4 | Newport | Vermont | 5855 | 435-136-15106 |  |  | 44.9329 | -72.2274 | 8 | Ductile Iron | Unknown | Unknown | Other |  |  | Other - Source Reported in Summary | Galvanized Iron/Steel |  | 2 | Visual Inspection - Water System |  | No |  |  |  |  | Non_Unknown_GRR | 0 | 1 | 0 | 0 | Yes | Yes
GRR | 153 MEMPHREMAGOG VIEWS B1 | Newport | Vermont | 5855 | 435-136-15104 |  |  | 44.9329 | -72.2269 | 8 | Ductile Iron | Unknown | Unknown | Other |  |  | Other - Source Reported in Summary | Galvanized Iron/Steel |  | 2 | Visual Inspection - Water System | Multi-family residence | No |  | Copper |  |  | Non_Unknown_GRR | 0 | 1 | 0 | 0 | Yes | Yes
GRR | 153 MEMPHREMAGOG VIEWS B2 | Newport | Vermont | 5855 | 435-136-14384 |  |  | 44.9329 | -72.2269 | 8 | Ductile Iron | Unknown | Unknown | Other |  |  | Other - Source Reported in Summary | Galvanized Iron/Steel |  | 2 | Visual Inspection - Water System | Multi-family residence | No |  | Copper |  |  | Non_Unknown_GRR | 0 | 1 | 0 | 0 | Yes | Yes
GRR | 153 MEMPHREMAGOG VIEWS B3 | Newport | Vermont | 5855 | 435-136-16214 |  |  | 44.9329 | -72.2269 | 8 | Ductile Iron | Unknown | Unknown | Other |  |  | Other - Source Reported in Summary | Galvanized Iron/Steel |  | 2 | Visual Inspection - Water System | Multi-family residence | No |  | Copper |  |  | Non_Unknown_GRR | 0 | 1 | 0 | 0 | Yes | Yes
GRR | 153 MEMPHREMAGOG VIEWS B4 | Newport | Vermont | 5855 | 435-136-15522 |  |  | 44.9329 | -72.2269 | 8 | Ductile Iron | Unknown | Unknown | Other |  |  | Other - Source Reported in Summary | Galvanized Iron/Steel |  | 2 | Visual Inspection - Water System | Multi-family residence | No |  | Copper |  |  | Non_Unknown_GRR | 0 | 1 | 0 | 0 | Yes | Yes
Unknown | 154 MEMPHREMAGOG VIEWS | Newport | Vermont | 5855 | 435-136-15179 |  |  | 44.9326 | -72.2281 | 8 | Ductile Iron | Unknown | Unknown | Unknown |  |  | Unknown Material – No Source | HDPE |  | 1 | Visual Inspection - Water System | Single Family Residence | No |  | Copper | PEX |  | Unk_Unknown_Non | 0 | 0 | 1 | 0 | Yes | No
Non-Lead | 155 MEMPHREMAGOG VIEWS C-1 | Newport | Vermont | 5855 | 435-136-16304 |  |  | 44.9329 | -72.2265 | 8 | Ductile Iron | Unknown | No | Other | 2003 |  | Other - Source Reported in Summary | Galvanized Iron/Steel |  | 2 | Visual Inspection - Water System | Multi-family residence | No |  | Copper |  |  | Non_No_GRR | 0 | 0 | 0 | 1 | Yes | No
Non-Lead | 155 MEMPHREMAGOG VIEWS C-2 | Newport | Vermont | 5855 | 435-136-16305 |  |  | 44.9329 | -72.2265 | 8 | Ductile Iron | Unknown | No | Other | 2003 |  | Other - Source Reported in Summary | Galvanized Iron/Steel |  | 2 | Visual Inspection - Water System | Multi-family residence | No |  | Copper |  |  | Non_No_GRR | 0 | 0 | 0 | 1 | Yes | No
Non-Lead | 155 MEMPHREMAGOG VIEWS C-3 | Newport | Vermont | 5855 | 435-136-16306 |  |  | 44.9329 | -72.2265 | 8 | Ductile Iron | Unknown | No | Other | 2003 |  | Other - Source Reported in Summary | Galvanized Iron/Steel |  | 2 | Visual Inspection - Water System | Multi-family residence | No |  | Copper |  |  | Non_No_GRR | 0 | 0 | 0 | 1 | Yes | No
Non-Lead | 155 MEMPHREMAGOG VIEWS C-4 | Newport | Vermont | 5855 | 435-136-16307 |  |  | 44.9329 | -72.2265 | 8 | Ductile Iron | Unknown | No | Other | 2003 |  | Other - Source Reported in Summary | Galvanized Iron/Steel |  | 2 | Visual Inspection - Water System | Multi-family residence | No |  | Copper |  |  | Non_No_GRR | 0 | 0 | 0 | 1 | Yes | No
Non-Lead | 157 MEMPHREMAGOG VIEWS D-1 | Newport | Vermont | 5855 | 435-136-16308 |  |  | 44.9329 | -72.2256 | 8 | Ductile Iron | Unknown | No | Other | 2004 |  | Other - Source Reported in Summary | Galvanized Iron/Steel |  | 2 | Visual Inspection - Water System | Multi-family residence | No |  | Copper |  |  | Non_No_GRR | 0 | 0 | 0 | 1 | Yes | No
Non-Lead | 157 MEMPHREMAGOG VIEWS D-2 | Newport | Vermont | 5855 | 435-136-16318 |  |  | 44.9329 | -72.2256 | 8 | Ductile Iron | Unknown | No | Other | 2004 |  | Other - Source Reported in Summary | Galvanized Iron/Steel |  | 2 | Visual Inspection - Water System | Multi-family residence | No |  | Copper |  |  | Non_No_GRR | 0 | 0 | 0 | 1 | Yes | No
Non-Lead | 157 MEMPHREMAGOG VIEWS D-3 | Newport | Vermont | 5855 | 435-136-16303 |  |  | 44.9329 | -72.2256 | 8 | Ductile Iron | Unknown | No | Other | 2004 |  | Other - Source Reported in Summary | Galvanized Iron/Steel |  | 2 | Visual Inspection - Water System | Multi-family residence | No |  | Copper |  |  | Non_No_GRR | 0 | 0 | 0 | 1 | Yes | No
Unknown | 172 MEMPHREMAGOG VIEWS | Newport | Vermont | 5855 | 435-136-16260 |  |  | 44.9324 | -72.2281 | 8 | Ductile Iron | No | No | Copper | 1980 | 0.75 | Water System/Municipal Records | Unknown |  |  | Unknown Material – No Source |  | Yes |  |  |  |  | Non_No_Unk | 0 | 0 | 1 | 0 | Yes | No
Unknown | 185 MEMPHREMAGOG VIEWS | Newport | Vermont | 5855 | 435-136-14541 |  |  | 44.9321 | -72.2275 | 8 | Ductile Iron | No | No | Copper | 1980 | 0.75 | Water System/Municipal Records | Unknown |  |  | Unknown Material – No Source |  | No |  |  |  |  | Non_No_Unk | 0 | 0 | 1 | 0 | Yes | No
Non-Lead | 205 MEMPHREMAGOG VIEWS | Newport | Vermont | 5855 | 435-136-15449 |  |  | 44.9318 | -72.2275 | 8 | Ductile Iron | No | No | Copper | 1980 | 0.75 | Water System/Municipal Records | HDPE |  | 1 | Visual Inspection - Water System | Single Family Residence | No |  | Copper |  |  | Non_No_Non | 0 | 0 | 0 | 1 | Yes | No
Non-Lead | 210 MEMPHREMAGOG VIEWS | Newport | Vermont | 5855 | 435-136-15858 |  |  | 44.9319 | -72.2281 | 8 | Ductile Iron | No | No | Copper | 1980 | 0.75 | Water System/Municipal Records | Copper |  | 0.75 | Visual Inspection - Water System | Single Family Residence | No |  | Copper | PEX |  | Non_No_Non | 0 | 0 | 0 | 1 | Yes | No
Non-Lead | 230 MEMPHREMAGOG VIEWS | Newport | Vermont | 5855 | 435-136-14666 |  |  | 44.9315 | -72.2283 | 8 | Ductile Iron | No | No | Copper | 1980 | 0.75 | Water System/Municipal Records | HDPE |  | 1 | Visual Inspection - Water System | Single Family Residence | No |  |  |  |  | Non_No_Non | 0 | 0 | 0 | 1 | Yes | No
Non-Lead | 231 MEMPHREMAGOG VIEWS | Newport | Vermont | 5855 | 435-136-14671 |  |  | 44.9314 | -72.2276 | 8 | Ductile Iron | No | No | Copper | 1980 | 0.75 | Water System/Municipal Records | Copper |  | 0.75 | Visual Inspection - Water System | Single Family Residence | No |  | Copper |  |  | Non_No_Non | 0 | 0 | 0 | 1 | Yes | No
Non-Lead | 247 MEMPHREMAGOG VIEWS | Newport | Vermont | 5855 | 435-136-15448 |  |  | 44.9311 | -72.2279 | 8 | Ductile Iron | No | No | Copper | 1980 | 0.75 | Water System/Municipal Records | HDPE |  | 1 | Visual Inspection - Water System | Single Family Residence | No |  | Copper |  |  | Non_No_Non | 0 | 0 | 0 | 1 | Yes | No
Non-Lead | 250 MEMPHREMAGOG VIEWS | Newport | Vermont | 5855 | 435-136-15896 |  |  | 44.9313 | -72.2285 | 8 | Ductile Iron | No | No | Copper | 1980 | 0.75 | Water System/Municipal Records | Copper |  | 0.75 | Visual Inspection - Water System | Single Family Residence | No |  |  |  |  | Non_No_Non | 0 | 0 | 0 | 1 | Yes | No
Non-Lead | 270 MEMPHREMAGOG VIEWS | Newport | Vermont | 5855 | 435-136-15068 |  |  | 44.9311 | -72.2287 | 8 | Ductile Iron | No | No | Copper | 1980 | 0.75 | Water System/Municipal Records | Copper |  | 0.75 | Visual Inspection - Water System | Single Family Residence | No |  |  |  |  | Non_No_Non | 0 | 0 | 0 | 1 | Yes | No
Non-Lead | 271 MEMPHREMAGOG VIEWS | Newport | Vermont | 5855 | 435-136-14458 |  |  | 44.9309 | -72.2281 | 8 | Ductile Iron | No | No | Copper | 1980 | 0.75 | Water System/Municipal Records | Copper |  | 0.75 | Visual Inspection - Water System | Single Family Residence | No |  | Copper |  |  | Non_No_Non | 0 | 0 | 0 | 1 | Yes | No
Non-Lead | 298 MEMPHREMAGOG VIEWS | Newport | Vermont | 5855 | 435-136-14992 |  |  | 44.9308 | -72.2289 | 8 | Ductile Iron | No | No | Copper | 1980 | 0.75 | Water System/Municipal Records | Copper |  | 0.75 | Visual Inspection - Water System | Single Family Residence | No |  | HDPE |  |  | Non_No_Non | 0 | 0 | 0 | 1 | Yes | No
Non-Lead | 328 MEMPHREMAGOG VIEWS | Newport | Vermont | 5855 | 435-136-14434 |  |  | 44.9306 | -72.2293 | 8 | Ductile Iron | No | No | Copper | 1980 | 0.75 | Water System/Municipal Records | HDPE |  | 1 | Visual Inspection - Water System | Single Family Residence | No |  | Copper |  |  | Non_No_Non | 0 | 0 | 0 | 1 | Yes | No
Non-Lead | 339 MEMPHREMAGOG VIEWS | Newport | Vermont | 5855 | 435-136-14416 |  |  | 44.9301 | -72.2294 | 8 | Ductile Iron | No | No | Copper | 1980 | 0.75 | Water System/Municipal Records | HDPE |  | 1 | Visual Inspection - Water System | Single Family Residence | No |  |  |  |  | Non_No_Non | 0 | 0 | 0 | 1 | Yes | No
Non-Lead | 354 MEMPHREMAGOG VIEWS | Newport | Vermont | 5855 | 435-136-14920 |  |  | 44.9304 | -72.2299 | 8 | Ductile Iron | No | No | Copper | 1980 | 0.75 | Water System/Municipal Records | HDPE |  | 1 | Visual Inspection - Water System | Single Family Residence | No |  | Copper |  |  | Non_No_Non | 0 | 0 | 0 | 1 | Yes | No
Non-Lead | 371 MEMPHREMAGOG VIEWS | Newport | Vermont | 5855 | 435-136-15246 |  |  | 44.9299 | -72.2296 | 8 | Ductile Iron | No | No | Copper | 1980 | 0.75 | Water System/Municipal Records | HDPE |  | 1 | Visual Inspection - Water System | Single Family Residence | No |  | Copper |  |  | Non_No_Non | 0 | 0 | 0 | 1 | Yes | No
Non-Lead | 390 MEMPHREMAGOG VIEWS | Newport | Vermont | 5855 | 435-136-15691 |  |  | 44.9299 | -72.2304 | 8 | Ductile Iron | No | No | Copper | 1980 | 0.75 | Water System/Municipal Records | HDPE |  | 1 | Visual Inspection - Water System | Single Family Residence | No |  |  |  |  | Non_No_Non | 0 | 0 | 0 | 1 | Yes | No
Non-Lead | 395 MEMPHREMAGOG VIEWS | Newport | Vermont | 5855 | 435-136-15245 |  |  | 44.9297 | -72.2299 | 8 | Ductile Iron | No | No | Copper | 1980 | 0.75 | Water System/Municipal Records | Copper |  | 0.75 | Visual Inspection - Water System | Single Family Residence | No |  | HDPE |  |  | Non_No_Non | 0 | 0 | 0 | 1 | Yes | No
Non-Lead | 414 MEMPHREMAGOG VIEWS | Newport | Vermont | 5855 | 435-136-15450 |  |  | 44.9296 | -72.2307 | 8 | Ductile Iron | No | No | Copper | 1980 | 0.75 | Water System/Municipal Records | HDPE |  | 1 | Visual Inspection - Water System | Single Family Residence | No |  | Copper | PEX |  | Non_No_Non | 0 | 0 | 0 | 1 | Yes | No
Non-Lead | 419 MEMPHREMAGOG VIEWS | Newport | Vermont | 5855 | 435-136-14744 |  |  | 44.9294 | -72.2302 | 8 | Ductile Iron | No | No | Copper | 1980 | 0.75 | Water System/Municipal Records | Copper |  | 0.75 | Visual Inspection - Water System | Single Family Residence | No |  |  |  |  | Non_No_Non | 0 | 0 | 0 | 1 | Yes | No
Non-Lead | 428 MEMPHREMAGOG VIEWS | Newport | Vermont | 5855 | 435-136-15252 |  |  | 44.9295 | -72.2309 | 8 | Ductile Iron | No | No | Copper | 1980 | 0.75 | Water System/Municipal Records | Galvanized Iron/Steel |  | 0.75 | Visual Inspection - Water System | Single Family Residence | No |  |  |  |  | Non_No_GRR | 0 | 0 | 0 | 1 | Yes | No
Non-Lead | 435 MEMPHREMAGOG VIEWS | Newport | Vermont | 5855 | 435-136-14927 |  |  | 44.929 | -72.2304 | 8 | Ductile Iron | No | No | Copper | 1980 | 0.75 | Water System/Municipal Records | HDPE |  | 1 | Visual Inspection - Water System | Single Family Residence | No |  | Copper |  |  | Non_No_Non | 0 | 0 | 0 | 1 | Yes | No
Non-Lead | 495 MEMPHREMAGOG VIEWS | Newport | Vermont | 5855 | 435-136-16350 |  |  | 44.9284 | -72.2308 | 8 | Ductile Iron | No | No | Copper | 1980 | 0.75 | Water System/Municipal Records | HDPE |  | 1 | Visual Inspection - Water System | Single Family Residence | No |  | Copper |  |  | Non_No_Non | 0 | 0 | 0 | 1 | Yes | No
Unknown | 530 MEMPHREMAGOG VIEWS | Newport | Vermont | 5855 | 435-136-15667 |  |  | 44.9282 | -72.232 | 8 | Ductile Iron | No | No | Copper | 1980 | 0.75 | Water System/Municipal Records | Unknown |  |  | Unknown Material – No Source |  | No |  |  |  |  | Non_No_Unk | 0 | 0 | 1 | 0 | Yes | No
Non-Lead | 537 MEMPHREMAGOG VIEWS | Newport | Vermont | 5855 | 435-136-15078 |  |  | 44.9278 | -72.2315 | 8 | Ductile Iron | No | No | Copper | 1980 | 0.75 | Water System/Municipal Records | Copper |  | 0.75 | Visual Inspection - Water System | Single Family Residence | No |  |  |  |  | Non_No_Non | 0 | 0 | 0 | 1 | Yes | No
Non-Lead | 68 MEMPHREMAGOG VIEWS | Newport | Vermont | 5855 | 435-136-15013 |  |  | 44.9334 | -72.2265 | 8 | Ductile Iron | No | No | Copper | 1980 | 0.75 | Water System/Municipal Records | HDPE |  | 1 | Visual Inspection - Water System | Single Family Residence | No |  |  |  |  | Non_No_Non | 0 | 0 | 0 | 1 | Yes | No
Non-Lead | 94 MEMPHREMAGOG VIEWS | Newport | Vermont | 5855 | 435-136-15199 |  |  | 44.9332 | -72.2277 | 8 | Ductile Iron | No | No | Copper | 10/25/1986 | 0.75 | Water System/Municipal Records | Copper |  | 0.75 | Visual Inspection - Water System | Single Family Residence | No |  | Copper |  |  | Non_No_Non | 0 | 0 | 0 | 1 | Yes | No
GRR | 107 MIDDLE ST | Newport | Vermont | 5855 | 435-136-15741 |  |  | 44.9344 | -72.2182 | 6 |  | Unknown | Unknown | Copper | 07/21/1998 |  | Water System/Municipal Records | Galvanized Iron/Steel |  | 0.75 | Visual Inspection - Water System | Single Family Residence | No |  |  |  |  | Non_Unknown_GRR | 0 | 1 | 0 | 0 | Yes | Yes
Unknown | 114 MIDDLE ST | Newport | Vermont | 5855 | 435-136-14561 |  |  | 44.9345 | -72.218 | 6 |  | Unknown | Unknown | Unknown |  |  | Unknown Material – No Source | PEX |  | 0.5 | Visual Inspection - Water System | Single Family Residence | No |  |  |  |  | Unk_Unknown_Non | 0 | 0 | 1 | 0 | Yes | No
Non-Lead | 117 MIDDLE ST | Newport | Vermont | 5855 | 435-136-15423 |  |  | 44.9347 | -72.2184 | 6 |  | Unknown | Unknown | Copper | 07/22/1998 |  | Water System/Municipal Records | Copper |  | 0.75 | Visual Inspection - Water System | Single Family Residence | No |  | PEX |  |  | Non_Unknown_Non | 0 | 0 | 0 | 1 | Yes | No
GRR | 154 MIDDLE ST | Newport | Vermont | 5855 | 435-136-14421 |  |  | 44.9351 | -72.2184 | 6 |  | Unknown | Unknown | Copper | 07/23/1998 | 0.75 | Water System Maps/Drawings | Galvanized Iron/Steel |  | 0.75 | Visual Inspection - Water System | Single Family Residence | No |  |  |  |  | Non_Unknown_GRR | 0 | 1 | 0 | 0 | Yes | Yes
Unknown | 178 MIDDLE ST | Newport | Vermont | 5855 | 435-136-14664 |  |  | 44.9352 | -72.2189 | 6 |  | No | Unknown | Copper | 07/24/1998 |  | Water System/Municipal Records | Unknown |  |  | Unknown Material – No Source |  | No |  |  |  |  | Non_Unknown_Unk | 0 | 0 | 1 | 0 | Yes | No
GRR | 181 MIDDLE ST | Newport | Vermont | 5855 | 435-136-14939 |  |  | 44.9351 | -72.2191 | 6 |  | Unknown | Unknown | Copper | 07/28/1998 |  | Water System/Municipal Records | Galvanized Iron/Steel |  | 0.75 | Visual Inspection - Water System | Single Family Residence | No |  |  |  |  | Non_Unknown_GRR | 0 | 1 | 0 | 0 | Yes | Yes
Non-Lead | 28 MIDDLE ST | Newport | Vermont | 5855 | 435-136-14449 |  |  | 44.9333 | -72.2174 | 6 |  | Unknown | Unknown | Copper | 07/16/1998 | 0.75 | Water System/Municipal Records | Copper |  | 0.75 | Visual Inspection - Water System | Multi-family residence | No |  |  |  |  | Non_Unknown_Non | 0 | 0 | 0 | 1 | Yes | No
Non-Lead | 36 MIDDLE ST | Newport | Vermont | 5855 | 435-136-15998 |  |  | 44.9335 | -72.2175 | 6 |  | Unknown | Unknown | Other | 07/16/1998 | 0.75 | Water System/Municipal Records | Copper |  | 0.75 | Visual Inspection - Water System | Single Family Residence | No |  | Copper |  |  | Non_Unknown_Non | 0 | 0 | 0 | 1 | Yes | No
Non-Lead | 39 MIDDLE ST | Newport | Vermont | 5855 | 435-136-16020 |  |  | 44.9333 | -72.2178 | 6 |  | Unknown | Unknown | Copper | 2003 |  | Water System/Municipal Records | Copper | 2026 | 0.75 | Visual Inspection - Water System | Single Family Residence | No |  |  |  |  | Non_Unknown_Non | 0 | 0 | 0 | 1 | Yes | No
Non-Lead | 74 MIDDLE ST | Newport | Vermont | 5855 | 435-136-14691 |  |  | 44.934 | -72.2177 | 6 |  | No | Unknown | Copper | 07/20/1998 |  | Water System/Municipal Records | Copper |  | 0.5 | Visual Inspection - Water System | Single Family Residence | No |  | PEX |  |  | Non_Unknown_Non | 0 | 0 | 0 | 1 | Yes | No
Non-Lead | 87 MIDDLE ST | Newport | Vermont | 5855 | 435-136-14547 |  |  | 44.934 | -72.2182 | 4 |  | No | Unknown | Copper | 2021 |  | Water System Maps/Drawings | Other | 2021 |  | Water System Maps/Drawings | Single Family Residence | No |  |  |  |  | Non_Unknown_Non | 0 | 0 | 0 | 1 | Yes | No
Non-Lead | 91 MIDDLE ST | Newport | Vermont | 5855 | 435-136-15844 |  |  | 44.9343 | -72.2182 | 6 |  | No | Unknown | Copper | 07/21/1998 | 0.75 | Visual Inspection - Water System | Copper |  | 0.5 | Visual Inspection - Water System | Single Family Residence | No |  | Copper |  |  | Non_Unknown_Non | 0 | 0 | 0 | 1 | Yes | No
Non-Lead | 320 MISSIONARY ACRES | Derby | Vermont | 5855 | 177-056-13089 |  |  | 44.952 | -72.1898 | 10 |  | No | No | Copper |  | 1 | Visual Inspection - Water System | HDPE |  | 1 | Visual Inspection - Water System | Single Family Residence | No |  |  |  |  | Non_No_Non | 0 | 0 | 0 | 1 | Yes | No
Unknown | 213 MOSHER DR | Newport | Vermont | 5855 | 435-136-15541 |  |  | 44.9274 | -72.2339 |  |  | Unknown | Unknown | Unknown | 07/02/1982 |  | Unknown Material – No Source | HDPE |  | 1 | Visual Inspection - Water System | Single Family Residence | No |  |  |  |  | Unk_Unknown_Non | 0 | 0 | 1 | 0 | Yes | No
Unknown | 115 MOUNTAIN VIEW DR | Newport | Vermont | 5855 | 435-136-14731 |  |  | 44.9302 | -72.2386 | 6 |  | Unknown | Unknown | Unknown | 10/01/1976 | 1 | Unknown Material – No Source | HDPE |  | 1 | Visual Inspection - Water System | Single Family Residence | No |  |  |  |  | Unk_Unknown_Non | 0 | 0 | 1 | 0 | Yes | No
Non-Lead | 13 MOUNTAIN VIEW DR | Newport | Vermont | 5855 | 435-136-14443 |  |  | 44.9296 | -72.2381 | 8 |  | No | Unknown | Copper | 7/25/1978 | 1 | Water System/Municipal Records | HDPE |  | 1 | Visual Inspection - Water System | Single Family Residence | No |  | Copper |  |  | Non_Unknown_Non | 0 | 0 | 0 | 1 | Yes | No
Non-Lead | 139 MOUNTAIN VIEW DR | Newport | Vermont | 5855 | 435-136-14855 |  |  | 44.9304 | -72.2391 | 6 |  | No | Unknown | HDPE | 10/24/1973 | 0.75 | Water System/Municipal Records | HDPE |  | 0.75 | Visual Inspection - Water System | Single Family Residence | No |  | Copper |  |  | Non_Unknown_Non | 0 | 0 | 0 | 1 | Yes | No
Non-Lead | 168 MOUNTAIN VIEW DR | Newport | Vermont | 5855 | 435-136-14451 |  |  | 44.9312 | -72.2394 | 6 |  | No | Unknown | Copper | 8/2/1991 | 0.75 | Water System/Municipal Records | Copper |  | 0.75 | Visual Inspection - Water System | Single Family Residence | No |  |  |  |  | Non_Unknown_Non | 0 | 0 | 0 | 1 | Yes | No
Unknown | 169 MOUNTAIN VIEW DR | Newport | Vermont | 5855 | 435-136-14733 |  |  | 44.9307 | -72.2398 | 6 |  | Unknown | Unknown | Unknown | 10/24/1973 | 0.75 | Unknown Material – No Source | Unknown |  |  | Unknown Material – No Source |  | No |  |  |  |  | Unk_Unknown_Unk | 0 | 0 | 1 | 0 | Yes | No
Unknown | 200 MOUNTAIN VIEW DR | Newport | Vermont | 5855 | 435-136-15211 |  |  | 44.9314 | -72.2398 | 6 |  | Unknown | Unknown | Unknown |  | 0.75 | Unknown Material – No Source | Copper |  | 0.75 | Visual Inspection - Water System | Single Family Residence | No |  |  |  |  | Unk_Unknown_Non | 0 | 0 | 1 | 0 | Yes | No
Non-Lead | 251 MOUNTAIN VIEW DR | Newport | Vermont | 5855 | 435-136-15219 |  |  | 44.9312 | -72.2409 | 6 |  | No | Unknown | Copper | 8/24/1990 | 1 | Water System/Municipal Records | Copper |  | 0.75 | Visual Inspection - Water System | Single Family Residence | No |  |  |  |  | Non_Unknown_Non | 0 | 0 | 0 | 1 | Yes | No
Non-Lead | 252 MOUNTAIN VIEW DR | Newport | Vermont | 5855 | 435-136-14442 |  |  | 44.9317 | -72.2403 | 6 |  | No | Unknown | Copper | 10/4/1979 | 0.75 | Water System/Municipal Records | HDPE |  | 0.75 | Visual Inspection - Water System | Single Family Residence | No |  | Copper |  |  | Non_Unknown_Non | 0 | 0 | 0 | 1 | Yes | No
Unknown | 33 MOUNTAIN VIEW DR | Newport | Vermont | 5855 | 435-136-14453 |  |  | 44.9302 | -72.2374 |  |  | Unknown | Unknown | Unknown | 6/7/1977 |  | Unknown Material – No Source | HDPE |  | 1 | Visual Inspection - Water System | Single Family Residence | No |  | Copper |  |  | Unk_Unknown_Non | 0 | 0 | 1 | 0 | Yes | No
Unknown | 38 MOUNTAIN VIEW DR | Newport | Vermont | 5855 | 435-136-14724 |  |  | 44.9305 | -72.2368 |  |  | Unknown | Unknown | Unknown | 5/10/1976 |  | Unknown Material – No Source | Unknown |  |  | Unknown Material – No Source |  | No |  |  |  |  | Unk_Unknown_Unk | 0 | 0 | 1 | 0 | Yes | No
GRR | 50 MOUNTAIN VIEW DR | Newport | Vermont | 5855 | 435-136-14417 |  |  | 44.9306 | -72.2375 | 6 |  | Unknown | Unknown | Unknown |  |  | Unknown Material – No Source | Galvanized Iron/Steel |  | 0.75 | Visual Inspection - Water System |  | No |  | Copper |  |  | Unk_Unknown_GRR | 0 | 1 | 0 | 0 | Yes | Yes
Non-Lead | 83 MOUNTAIN VIEW DR | Newport | Vermont | 5855 | 435-136-15307 |  |  | 44.9303 | -72.2379 |  |  | No | Unknown | HDPE | 10/24/1973 |  | Water System/Municipal Records | HDPE |  | 0.75 | Visual Inspection - Water System | Single Family Residence | No |  | Copper |  |  | Non_Unknown_Non | 0 | 0 | 0 | 1 | Yes | No
GRR | 94 MOUNTAIN VIEW DR | Newport | Vermont | 5855 | 435-136-14312 |  |  | 44.9309 | -72.2382 | 6 |  | Unknown | Unknown | Unknown | 8/4/1976 | 0.75 | Unknown Material – No Source | Galvanized Iron/Steel |  | 0.75 | Visual Inspection - Water System | Single Family Residence | No |  | Copper |  |  | Unk_Unknown_GRR | 0 | 1 | 0 | 0 | Yes | Yes
Non-Lead | 105 MT VERNON ST | Newport | Vermont | 5855 | 435-136-15096 |  |  | 44.9369 | -72.2001 |  |  | No | Unknown | Copper | 5/2/1996 | 0.5 | Water System/Municipal Records | HDPE | 10/03/2024 | 0.75 | Visual Inspection - Water System | Single Family Residence | No |  | Copper |  |  | Non_Unknown_Non | 0 | 0 | 0 | 1 | Yes | No
Non-Lead | 106 MT VERNON ST | Newport | Vermont | 5855 | 435-136-15341 |  |  | 44.9366 | -72.1998 | 6 |  | No | Unknown | Copper | 5/1/1996 | 0.5 | Water System/Municipal Records | Copper |  | 0.75 | Visual Inspection - Water System | Single Family Residence | No |  |  |  |  | Non_Unknown_Non | 0 | 0 | 0 | 1 | Yes | No
GRR | 109 MT VERNON ST | Newport | Vermont | 5855 | 435-136-15097 |  |  | 44.937 | -72.1999 |  |  | No | Unknown | Copper | 5/2/1996 | 0.75 | Water System/Municipal Records | Galvanized Iron/Steel |  | 0.75 | Visual Inspection - Water System | Single Family Residence | No |  |  |  |  | Non_Unknown_GRR | 0 | 1 | 0 | 0 | Yes | Yes
GRR | 121 MT VERNON ST | Newport | Vermont | 5855 | 435-136-14860 |  |  | 44.937 | -72.1997 |  |  | No | Unknown | Copper | 5/3/1996 | 0.75 | Water System/Municipal Records | Galvanized Iron/Steel |  | 0.75 | Visual Inspection - Water System | Single Family Residence | No |  | Copper | Galvanized Iron/Steel |  | Non_Unknown_GRR | 0 | 1 | 0 | 0 | Yes | Yes
Unknown | 122 MT VERNON ST | Newport | Vermont | 5855 | 435-136-15974 |  |  | 44.9368 | -72.1996 | 6 |  | No | Unknown | Copper | 5/2/1996 | 0.75 | Water System/Municipal Records | Unknown |  |  | Unknown Material – No Source |  | No |  |  |  |  | Non_Unknown_Unk | 0 | 0 | 1 | 0 | Yes | No
Non-Lead | 135 MT VERNON ST | Newport | Vermont | 5855 | 435-136-15776 |  |  | 44.9371 | -72.1995 |  |  | No | Unknown | Copper | 3/19/1996 | 0.5 | Water System/Municipal Records | Copper |  | 0.5 | Visual Inspection - Water System | Single Family Residence | No |  |  |  |  | Non_Unknown_Non | 0 | 0 | 0 | 1 | Yes | No
Non-Lead | 136 MT VERNON ST | Newport | Vermont | 5855 | 435-136-14436 |  |  | 44.9368 | -72.1993 | 6 |  | No | Unknown | Copper | 5/7/1996 | 0.5 | Water System/Municipal Records | Copper |  | 0.75 | Visual Inspection - Water System | Single Family Residence | No |  | Copper |  |  | Non_Unknown_Non | 0 | 0 | 0 | 1 | Yes | No
Non-Lead | 145 MT VERNON ST | Newport | Vermont | 5855 | 435-136-16222 |  |  | 44.9371 | -72.1992 | 6 |  | No | Unknown | Copper | 5/7/1996 | 0.75 | Water System/Municipal Records | Copper |  | 0.5 | Visual Inspection - Water System | Single Family Residence | No |  | Copper |  |  | Non_Unknown_Non | 0 | 0 | 0 | 1 | Yes | No
Unknown | 154 MT VERNON ST | Newport | Vermont | 5855 | 435-136-15389 |  |  | 44.9369 | -72.1989 | 6 |  | No | Unknown | Copper | 5/8/1996 | 0.75 | Water System/Municipal Records | Unknown |  |  | Unknown Material – No Source |  | No |  |  |  |  | Non_Unknown_Unk | 0 | 0 | 1 | 0 | Yes | No
Non-Lead | 163 MT VERNON ST | Newport | Vermont | 5855 | 435-136-14800 |  |  | 44.9371 | -72.1989 | 6 |  | No | Unknown | Copper | 5/8/1996 | 0.5 | Visual Inspection - Water System | HDPE | 11/18/2024 | 0.75 | Visual Inspection - Water System | Single Family Residence | No |  | Copper |  |  | Non_Unknown_Non | 0 | 0 | 0 | 1 | Yes | No
GRR | 188 MT VERNON ST | Newport | Vermont | 5855 | 435-136-16209 |  |  | 44.9369 | -72.1985 | 6 |  | No | Unknown | Copper | 5/29/1996 | 0.75 | Water System/Municipal Records | Galvanized Iron/Steel |  | 0.75 | Visual Inspection - Water System | Multi-family residence | No |  | PEX | Copper |  | Non_Unknown_GRR | 0 | 1 | 0 | 0 | Yes | Yes
Non-Lead | 196 MT VERNON ST | Newport | Vermont | 5855 | 435-136-15719 |  |  | 44.9368 | -72.1982 | 6 |  | No | Unknown | Copper | 5/29/1996 | 0.75 | Water System/Municipal Records | HDPE |  | 0.75 | Visual Inspection - Water System | Single Family Residence | No |  | Copper |  |  | Non_Unknown_Non | 0 | 0 | 0 | 1 | Yes | No
Non-Lead | 219 MT VERNON ST | Newport | Vermont | 5855 | 435-136-15022 |  |  | 44.9371 | -72.1975 | 6 |  | No | Unknown | Copper | 5/30/1996 | 0.75 | Water System/Municipal Records | HDPE |  | 0.75 | Visual Inspection - Water System | Single Family Residence | No |  |  |  |  | Non_Unknown_Non | 0 | 0 | 0 | 1 | Yes | No
Unknown | 228 MT VERNON ST | Newport | Vermont | 5855 | 435-136-14822 |  |  | 44.9367 | -72.1977 | 6 |  | No | Unknown | Copper | 5/30/1996 | 0.75 | Water System/Municipal Records | Unknown |  |  | Unknown Material – No Source |  | No |  |  |  |  | Non_Unknown_Unk | 0 | 0 | 1 | 0 | Yes | No
Non-Lead | 246 MT VERNON ST | Newport | Vermont | 5855 | 435-136-14471 |  |  | 44.9366 | -72.1974 | 6 |  | No | Unknown | Copper | 5/31/1996 | 0.75 | Water System/Municipal Records | Copper |  | 0.5 | Visual Inspection - Water System | Single Family Residence | No |  | Copper | Galvanized Iron/Steel |  | Non_Unknown_Non | 0 | 0 | 0 | 1 | Yes | No
Unknown | 257 MT VERNON ST | Newport | Vermont | 5855 | 435-136-14557 |  |  | 44.9369 | -72.1971 | 6 |  | No | Unknown | Copper | 5/30/1996 | 0.75 | Water System/Municipal Records | Unknown |  |  | Unknown Material – No Source |  | No |  |  |  |  | Non_Unknown_Unk | 0 | 0 | 1 | 0 | Yes | No
GRR | 283 MT VERNON ST | Newport | Vermont | 5855 | 435-136-15775 |  |  | 44.9366 | -72.1966 | 6 |  | No | Unknown | Copper | 5/31/1996 | 0.75 | Water System/Municipal Records | Galvanized Iron/Steel |  | 0.75 | Visual Inspection - Water System | Single Family Residence | No |  |  |  |  | Non_Unknown_GRR | 0 | 1 | 0 | 0 | Yes | Yes
Non-Lead | 303 MT VERNON ST | Newport | Vermont | 5855 | 435-136-15006 |  |  | 44.9368 | -72.1958 |  |  | No | Unknown | Copper | 6/3/1996 | 0.75 | Water System/Municipal Records | HDPE |  | 1 | Visual Inspection - Water System | Multi-family residence | No |  | Galvanized Iron/Steel |  |  | Non_Unknown_Non | 0 | 0 | 0 | 1 | Yes | No
GRR | 320 MT VERNON ST | Newport | Vermont | 5855 | 435-136-15727 |  |  | 44.9358 | -72.1964 |  |  | No | Unknown | Copper | 5/17/1996 | 0.75 | Water System/Municipal Records | Galvanized Iron/Steel |  | 0.75 | Visual Inspection - Water System | Single Family Residence | No |  |  |  |  | Non_Unknown_GRR | 0 | 1 | 0 | 0 | Yes | Yes
Non-Lead | 353 MT VERNON ST | Newport | Vermont | 5855 | 435-136-14848 |  |  | 44.9358 | -72.1956 |  |  | Unknown | Unknown | Other | 1996 |  | Water System/Municipal Records | Copper |  | 0.75 | Visual Inspection - Water System | Single Family Residence | No |  | Copper | PEX |  | Non_Unknown_Non | 0 | 0 | 0 | 1 | Yes | No
Non-Lead | 50 MT VERNON ST | Newport | Vermont | 5855 | 435-136-15125 |  |  | 44.936 | -72.2012 | 6 |  | No | Unknown | Copper | 5/1/1996 | 0.5 | Water System/Municipal Records | Copper |  |  | Visual Inspection - Water System | Single Family Residence | No |  |  |  |  | Non_Unknown_Non | 0 | 0 | 0 | 1 | Yes | No
Non-Lead | 590 MT VERNON ST | Newport | Vermont | 5855 | 435-136-15587 |  |  | 44.9332 | -72.1935 |  |  | Unknown | Unknown | Other | 1996 |  | Water System/Municipal Records | HDPE |  | Other | Visual Inspection - Water System | Business/Commercial | No |  | Copper |  |  | Non_Unknown_Non | 0 | 0 | 0 | 1 | Yes | No
Non-Lead | 64 MT VERNON ST | Newport | Vermont | 5855 | 435-136-15853 |  |  | 44.9364 | -72.2008 | 6 |  | No | Unknown | Copper | 5/1/1996 | 0.5 | Water System/Municipal Records | Copper |  | 0.75 | Visual Inspection - Water System | Single Family Residence | No |  |  |  |  | Non_Unknown_Non | 0 | 0 | 0 | 1 | Yes | No
Non-Lead | 82 MT VERNON ST | Newport | Vermont | 5855 | 435-136-15785 |  |  | 44.9366 | -72.2002 | 6 |  | No | Unknown | Copper | 5/1/1996 | 0.5 | Water System/Municipal Records | Copper |  | 0.75 | Visual Inspection - Water System | Single Family Residence | No |  |  |  |  | Non_Unknown_Non | 0 | 0 | 0 | 1 | Yes | No
Non-Lead | 83 MT VERNON ST | Newport | Vermont | 5855 | 435-136-15215 |  |  | 44.9369 | -72.2005 | 6 |  | No | Unknown | Copper | 5/1/1996 | 0.5 | Water System/Municipal Records | Copper |  | 0.5 | Visual Inspection - Water System | Single Family Residence | No |  | Copper | Galvanized Iron/Steel |  | Non_Unknown_Non | 0 | 0 | 0 | 1 | Yes | No
Non-Lead | 222 MAIN ST | Newport | Vermont | 5855 | 435-136-15622 |  |  | 44.9355 | -72.2107 | 8 |  | No | Unknown | Copper |  |  | Water System/Municipal Records | Copper |  | 0.75 | Visual Inspection - Water System | Business/Commercial | No |  |  |  |  | Non_Unknown_Non | 0 | 0 | 0 | 1 | Yes | No
Non-Lead | 127 NORTHERN AVE | Newport | Vermont | 5855 | 435-136-15277 |  |  | 44.9447 | -72.1973 |  |  | No | Unknown | Copper | 08/04/2005 | 0.75 | Water System/Municipal Records | Copper |  | 0.75 | Visual Inspection - Water System | Multi-family residence | No |  |  |  |  | Non_Unknown_Non | 0 | 0 | 0 | 1 | Yes | No
GRR | 149 NORTHERN AVE | Newport | Vermont | 5855 | 435-136-16206 |  |  | 44.9449 | -72.1969 | 4 |  | No | Unknown | Other | 08/05/2005 | 0.5 | Water System/Municipal Records | Galvanized Iron/Steel |  | 0.75 | Visual Inspection - Water System | Single Family Residence | No |  |  |  |  | Non_Unknown_GRR | 0 | 1 | 0 | 0 | Yes | Yes
Unknown | 150 NORTHERN AVE | Newport | Vermont | 5855 | 435-136-14796 |  |  | 44.9444 | -72.1969 | 4 |  | No | Unknown | Copper | 08/05/2005 | 0.75 | Water System/Municipal Records | Unknown |  |  | Unknown Material – No Source |  | No |  |  |  |  | Non_Unknown_Unk | 0 | 0 | 1 | 0 | Yes | No
Non-Lead | 157 NORTHERN AVE | Newport | Vermont | 5855 | 435-136-15549 |  |  | 44.9447 | -72.1967 | 4 |  | No | Unknown | Other | 08/09/2005 | 0.5 | Water System/Municipal Records | Copper |  | 0.75 | Visual Inspection - Water System | Single Family Residence | No |  |  |  |  | Non_Unknown_Non | 0 | 0 | 0 | 1 | Yes | No
Non-Lead | 17 NORTHERN AVE | Newport | Vermont | 5855 | 435-136-14551 |  |  | 44.9447 | -72.1995 | 4 |  | No | Unknown | Copper | 8/1/1995 | 0.75 | Water System/Municipal Records | Copper |  | 0.5 | Visual Inspection - Water System | Single Family Residence | No |  |  |  |  | Non_Unknown_Non | 0 | 0 | 0 | 1 | Yes | No
Non-Lead | 179 NORTHERN AVE | Newport | Vermont | 5855 | 435-136-14981 |  |  | 44.9447 | -72.1964 | 4 | Ductile Iron | No | Unknown | Copper | 08/04/2005 | 0.75 | Water System/Municipal Records | HDPE |  | Other | Visual Inspection - Water System | Single Family Residence | No |  |  |  |  | Non_Unknown_Non | 0 | 0 | 0 | 1 | Yes | No
Unknown | 185 NORTHERN AVE | Newport | Vermont | 5855 | 435-136-15389 |  |  | 44.9446 | -72.1961 | 1 |  | No | Unknown | Copper | 08/15/2005 | 0.5 | Water System/Municipal Records | Unknown |  |  | Unknown Material – No Source |  | No |  |  |  |  | Non_Unknown_Unk | 0 | 0 | 1 | 0 | Yes | No
GRR | 195 NORTHERN AVE | Newport | Vermont | 5855 | 435-136-14366 |  |  | 44.9447 | -72.196 | 4 |  | No | Unknown | Other | 08/15/2005 |  | Water System/Municipal Records | Galvanized Iron/Steel |  | 0.75 | Visual Inspection - Water System | Single Family Residence | No |  |  |  |  | Non_Unknown_GRR | 0 | 1 | 0 | 0 | Yes | Yes
GRR | 25 NORTHERN AVE | Newport | Vermont | 5855 | 435-136-15927 |  |  | 44.9446 | -72.1993 | 4 |  | No | Unknown | Copper | 8/1/1995 | 0.75 | Water System/Municipal Records | Galvanized Iron/Steel |  | 0.75 | Visual Inspection - Water System | Single Family Residence | No |  |  |  |  | Non_Unknown_GRR | 0 | 1 | 0 | 0 | Yes | Yes
Non-Lead | 39 NORTHERN AVE | Newport | Vermont | 5855 | 435-136-15205 |  |  | 44.9446 | -72.1991 | 4 |  | No | Unknown | Copper | 8/2/1994 | 0.75 | Water System/Municipal Records | Copper |  | 0.5 | Visual Inspection - Water System | Single Family Residence | No |  |  |  |  | Non_Unknown_Non | 0 | 0 | 0 | 1 | Yes | No
Unknown | 40 NORTHERN AVE | Newport | Vermont | 5855 | 435-136-15959 |  |  | 44.9445 | -72.1992 | 4 |  | No | Unknown | Copper | 1995 | 0.75 | Water System/Municipal Records | Unknown |  |  | Unknown Material – No Source | Single Family Residence | No |  |  |  |  | Non_Unknown_Unk | 0 | 0 | 1 | 0 | Yes | No
GRR | 55 NORTHERN AVE | Newport | Vermont | 5855 | 435-136-15534 |  |  | 44.9446 | -72.1988 | 4 |  | No | Unknown | Copper | 8/3/1995 | 0.75 | Water System/Municipal Records | Galvanized Iron/Steel |  | 0.75 | Visual Inspection - Water System | Single Family Residence | No |  |  |  |  | Non_Unknown_GRR | 0 | 1 | 0 | 0 | Yes | Yes
Non-Lead | 60 NORTHERN AVE | Newport | Vermont | 5855 | 435-136-15114 |  |  | 44.9443 | -72.1988 |  |  | No | Unknown | Copper | 1995 | 0.75 | Water System/Municipal Records | HDPE |  | 0.75 | Visual Inspection - Water System | Single Family Residence | No |  | Galvanized Iron/Steel |  |  | Non_Unknown_Non | 0 | 0 | 0 | 1 | Yes | No
Non-Lead | 69 NORTHERN AVE | Newport | Vermont | 5855 | 435-136-15060 |  |  | 44.9446 | -72.1986 | 4 |  | No | Unknown | Copper | 8/7/1995 |  | Water System/Municipal Records | Copper |  | 0.75 | Visual Inspection - Water System | Single Family Residence | No |  | Copper |  |  | Non_Unknown_Non | 0 | 0 | 0 | 1 | Yes | No
GRR | 83 NORTHERN AVE | Newport | Vermont | 5855 | 435-136-15851 |  |  | 44.9447 | -72.1983 | 4 |  | No | Unknown | Copper | 8/14/1995 | 0.75 | Water System/Municipal Records | Galvanized Iron/Steel |  | 0.75 | Visual Inspection - Water System | Multi-family residence | No |  |  |  |  | Non_Unknown_GRR | 0 | 1 | 0 | 0 | Yes | Yes
Non-Lead | 99 NORTHERN AVE | Newport | Vermont | 5855 | 435-136-14343 |  |  | 44.9446 | -72.1979 | 4 |  | No | Unknown | Copper | 8/14/1995 | 0.75 | Water System/Municipal Records | Copper | 04/23/2025 | 0.75 | Visual Inspection - Water System | Multi-family residence | No |  |  |  |  | Non_Unknown_Non | 0 | 0 | 0 | 1 | Yes | No
GRR | 33 OAK ST | Newport | Vermont | 5855 | 435-136-16110 |  |  | 44.9437 | -72.1988 | 4 |  | No | Unknown | Copper | 1995 | 0.75 | Water System/Municipal Records | Galvanized Iron/Steel |  | 0.75 | Visual Inspection - Water System | Single Family Residence | No |  |  |  |  | Non_Unknown_GRR | 0 | 1 | 0 | 0 | Yes | Yes
GRR | 34 OAK ST | Newport | Vermont | 5855 | 435-136-14873 |  |  | 44.9437 | -72.1982 | 4 |  | No | Unknown | Copper | 8/10/1995 | 0.75 | Water System/Municipal Records | Galvanized Iron/Steel |  | 0.75 | Visual Inspection - Water System | Single Family Residence | No |  |  |  |  | Non_Unknown_GRR | 0 | 1 | 0 | 0 | Yes | Yes
Non-Lead | 46 OAK ST | Newport | Vermont | 5855 | 435-136-16287 |  |  | 44.9438 | -72.1982 | 4 |  | No | Unknown | Copper | 8/10/1995 | 0.75 | Water System/Municipal Records | Copper |  | 0.75 | Visual Inspection - Water System | Multi-family residence | No |  |  |  |  | Non_Unknown_Non | 0 | 0 | 0 | 1 | Yes | No
Non-Lead | 47 OAK ST | Newport | Vermont | 5855 | 435-136-14543 |  |  | 44.944 | -72.1987 | 4 |  | No | Unknown | Copper | 8/9/1995 | 0.75 | Water System/Municipal Records | Copper |  | 0.75 | Visual Inspection - Water System | Single Family Residence | No |  |  |  |  | Non_Unknown_Non | 0 | 0 | 0 | 1 | Yes | No
Non-Lead | 59 OAK ST | Newport | Vermont | 5855 | 435-136-16271 |  |  | 44.944 | -72.1988 | 4 |  | No | Unknown | Copper | 8/9/1995 | 0.75 | Water System/Municipal Records | Copper |  | 0.75 | Visual Inspection - Water System | Single Family Residence | No |  | Galvanized Iron/Steel |  |  | Non_Unknown_Non | 0 | 0 | 0 | 1 | Yes | No
Unknown | 62 OAK ST | Newport | Vermont | 5855 | 435-136-15331 |  |  | 44.9441 | -72.1983 | 4 |  | No | Unknown | Copper | 8/8/1995 | 0.75 | Water System/Municipal Records | Unknown |  |  | Unknown Material – No Source |  | No |  |  |  |  | Non_Unknown_Unk | 0 | 0 | 1 | 0 | Yes | No
Non-Lead | 73 OAK ST | Newport | Vermont | 5855 | 435-136-15784 |  |  | 44.9442 | -72.1988 | 4 |  | No | Unknown | Copper | 8/8/1995 | 0.75 | Water System/Municipal Records | Copper |  | 0.75 | Visual Inspection - Water System | Single Family Residence | No |  |  |  |  | Non_Unknown_Non | 0 | 0 | 0 | 1 | Yes | No
Non-Lead | 80 OAK ST | Newport | Vermont | 5855 | 435-136-15362 |  |  | 44.9446 | -72.1984 | 4 |  | No | Unknown | Copper | 8/12/1995 | 0.75 | Water System/Municipal Records | Copper |  | 0.75 | Visual Inspection - Water System | Single Family Residence | No |  |  |  |  | Non_Unknown_Non | 0 | 0 | 0 | 1 | Yes | No
Unknown | 107 ORCHARD ST | Newport | Vermont | 5855 | 435-136-14398 |  |  | 44.9362 | -72.2209 | 6 |  | Unknown | Unknown | Unknown | 06/08/1960 | 0.5 | Unknown Material – No Source | Unknown |  |  | Unknown Material – No Source | Single Family Residence | Yes |  |  |  |  | Unk_Unknown_Unk | 0 | 0 | 1 | 0 | Yes | No
Unknown | 125 ORCHARD ST | Newport | Vermont | 5855 | 435-136-15967 |  |  | 44.9363 | -72.2212 |  |  | Unknown | Unknown | Unknown | 06/10/1960 |  | Unknown Material – No Source | HDPE |  | 0.75 | Visual Inspection - Water System | Multi-family residence | No |  |  |  |  | Unk_Unknown_Non | 0 | 0 | 1 | 0 | Yes | No
Unknown | 138 ORCHARD ST | Newport | Vermont | 5855 | 435-136-16117 |  |  | 44.9367 | -72.2213 | 6 |  | Unknown | Unknown | Unknown |  |  | Unknown Material – No Source | Copper |  | 0.75 | Visual Inspection - Water System | Single Family Residence | No |  |  |  |  | Unk_Unknown_Non | 0 | 0 | 1 | 0 | Yes | No
GRR | 139 ORCHARD ST | Newport | Vermont | 5855 | 435-136-14259 |  |  | 44.9365 | -72.2215 | 6 |  | Unknown | Unknown | Unknown |  |  | Unknown Material – No Source | Galvanized Iron/Steel |  | 0.75 | Visual Inspection - Water System | Single Family Residence | No |  |  |  |  | Unk_Unknown_GRR | 0 | 1 | 0 | 0 | Yes | Yes
Unknown | 152 ORCHARD ST | Newport | Vermont | 5855 | 435-136-15977 |  |  | 44.9367 | -72.2215 |  |  | Unknown | Unknown | Unknown | 06/10/1960 |  | Unknown Material – No Source | Copper |  | 0.75 | Visual Inspection - Water System | Single Family Residence | No |  |  |  |  | Unk_Unknown_Non | 0 | 0 | 1 | 0 | Yes | No
Non-Lead | 160 ORCHARD ST | Newport | Vermont | 5855 | 435-136-15697 |  |  | 44.9368 | -72.2217 |  |  | Unknown | Unknown | Copper |  |  | Water System/Municipal Records | Copper |  | 0.75 | Visual Inspection - Water System | Single Family Residence | No |  |  |  |  | Non_Unknown_Non | 0 | 0 | 0 | 1 | Yes | No
Non-Lead | 173 ORCHARD ST | Newport | Vermont | 5855 | 435-136-15526 |  |  | 44.9366 | -72.2218 | 6 |  | No | Unknown | Copper | 08/14/1996 | 0.5 | Water System/Municipal Records | Copper |  | 0.75 | Visual Inspection - Water System | Single Family Residence | No |  |  |  |  | Non_Unknown_Non | 0 | 0 | 0 | 1 | Yes | No
Non-Lead | 178 ORCHARD ST | Newport | Vermont | 5855 | 435-136-15111 |  |  | 44.9367 | -72.2221 |  |  | No | Unknown | Copper |  | 0.75 | Water System/Municipal Records | Copper |  | 0.5 | Visual Inspection - Water System | Single Family Residence | No |  | Galvanized Iron/Steel |  |  | Non_Unknown_Non | 0 | 0 | 0 | 1 | Yes | No
Non-Lead | 19 ORCHARD ST | Newport | Vermont | 5855 | 435-136-16258 |  |  | 44.9355 | -72.2195 | 6 |  | Unknown | Unknown | Copper | 09/14/2006 | 0.75 | Water System/Municipal Records | HDPE |  | 0.75 | Visual Inspection - Water System | Single Family Residence | No |  |  |  |  | Non_Unknown_Non | 0 | 0 | 0 | 1 | Yes | No
Non-Lead | 192 ORCHARD ST | Newport | Vermont | 5855 | 435-136-14761 |  |  | 44.9365 | -72.2223 | 0.5 |  | Unknown | Unknown | Copper |  | 0.5 | Water System/Municipal Records | Copper | 03/12/2025 | 0.75 | Visual Inspection - Water System | Single Family Residence | No |  | Copper |  |  | Non_Unknown_Non | 0 | 0 | 0 | 1 | Yes | No
Non-Lead | 195 ORCHARD ST | Newport | Vermont | 5855 | 435-136-16330 |  |  | 44.9362 | -72.2221 |  |  | Unknown | Unknown | Other | 2004 |  | Water System/Municipal Records | Copper |  | 0.75 | Visual Inspection - Water System | Single Family Residence | No |  |  |  |  | Non_Unknown_Non | 0 | 0 | 0 | 1 | Yes | No
GRR | 23 ORCHARD ST | Newport | Vermont | 5855 | 435-136-16278 |  |  | 44.9356 | -72.2196 | 6 |  | No | Unknown | Copper | 09/14/2006 | 0.75 | Water System/Municipal Records | Galvanized Iron/Steel |  | 0.75 | Visual Inspection - Water System | Single Family Residence | No |  |  |  |  | Non_Unknown_GRR | 0 | 1 | 0 | 0 | Yes | Yes
Unknown | 34 ORCHARD ST | Newport | Vermont | 5855 | 435-136-15171 |  |  | 44.9358 | -72.2195 | 6 |  | No | Unknown | Copper | 09/11/2006 | 0.75 | Water System/Municipal Records | Unknown |  |  | Unknown Material – No Source |  | No |  |  |  |  | Non_Unknown_Unk | 0 | 0 | 1 | 0 | Yes | No
GRR | 35 ORCHARD ST | Newport | Vermont | 5855 | 435-136-15223 |  |  | 44.9357 | -72.2198 | 6 |  | No | Unknown | Copper | 09/13/2006 | 0.75 | Water System/Municipal Records | Galvanized Iron/Steel |  | 0.75 | Visual Inspection - Water System | Single Family Residence | No |  |  |  |  | Non_Unknown_GRR | 0 | 1 | 0 | 0 | Yes | Yes
GRR | 42 ORCHARD ST | Newport | Vermont | 5855 | 435-136-14365 |  |  | 44.9359 | -72.2197 | 6 |  | Unknown | Unknown | Copper | 09/11/2006 | 0.5 | Water System/Municipal Records | Galvanized Iron/Steel |  | 0.75 | Visual Inspection - Water System | Single Family Residence | No |  |  |  |  | Non_Unknown_GRR | 0 | 1 | 0 | 0 | Yes | Yes
Non-Lead | 52 ORCHARD ST | Newport | Vermont | 5855 | 435-136-15756 |  |  | 44.9359 | -72.2199 |  |  | Unknown | Unknown | Copper | 09/12/2006 | 0.75 | Water System Maps/Drawings | Copper |  | 0.75 | Visual Inspection - Water System | Multi-family residence | No |  |  |  |  | Non_Unknown_Non | 0 | 0 | 0 | 1 | Yes | No
Non-Lead | 57 ORCHARD ST | Newport | Vermont | 5855 | 435-136-16108 |  |  | 44.9358 | -72.2202 | 6 |  | Unknown | Unknown | Copper | 09/12/2006 | 0.75 | Water System/Municipal Records | Copper |  | 0.5 | Visual Inspection - Water System | Single Family Residence | No |  |  |  |  | Non_Unknown_Non | 0 | 0 | 0 | 1 | Yes | No
Unknown | 94 ORCHARD ST | Newport | Vermont | 5855 | 435-136-14369 |  |  | 44.9362 | -72.2206 |  |  | Unknown | Unknown | Unknown |  |  | Unknown Material – No Source | Unknown |  |  | Unknown Material – No Source |  | No |  |  |  |  | Unk_Unknown_Unk | 0 | 0 | 1 | 0 | Yes | No
Non-Lead | 102 OUTLOOK ST | Newport | Vermont | 5855 | 435-136-15524 |  |  | 44.9327 | -72.2154 |  |  | No | Unknown | Copper | 04/06/2001 | 1 | Water System/Municipal Records | Copper |  | 0.75 | Visual Inspection - Water System | Multi-family residence | No |  | Copper | PEX |  | Non_Unknown_Non | 0 | 0 | 0 | 1 | Yes | No
Non-Lead | 123 OUTLOOK ST | Newport | Vermont | 5855 | 435-136-14470 |  |  | 44.933 | -72.2152 | 1 |  | No | Unknown | Copper | 04/06/2001 | 1 | Water System/Municipal Records | Copper |  | 0.75 | Visual Inspection - Water System | Single Family Residence | No |  |  |  |  | Non_Unknown_Non | 0 | 0 | 0 | 1 | Yes | No
Unknown | 19 OUTLOOK ST | Newport | Vermont | 5855 | 435-136-14510 |  |  | 44.9324 | -72.2169 |  |  | Unknown | Unknown | Unknown |  |  | Unknown Material – No Source | Unknown |  |  | Unknown Material – No Source |  | No |  |  |  |  | Unk_Unknown_Unk | 0 | 0 | 1 | 0 | Yes | No
Unknown | 5 OUTLOOK ST | Newport | Vermont | 5855 | 435-136-14463 |  |  | 44.9325 | -72.2168 |  |  | Unknown | Unknown | Unknown |  |  | Unknown Material – No Source | Unknown |  |  | Unknown Material – No Source |  | No |  |  |  |  | Unk_Unknown_Unk | 0 | 0 | 1 | 0 | Yes | No
GRR | 51 OUTLOOK ST | Newport | Vermont | 5855 | 435-136-15257 |  |  | 44.9325 | -72.2161 |  |  | Unknown | Unknown | Unknown | 1986 |  | Unknown Material – No Source | Galvanized Iron/Steel |  | 0.75 | Visual Inspection - Water System | Single Family Residence | No |  |  |  |  | Unk_Unknown_GRR | 0 | 1 | 0 | 0 | Yes | Yes
Non-Lead | 62 OUTLOOK ST | Newport | Vermont | 5855 | 435-136-16162 |  |  | 44.9323 | -72.2161 | 1 |  | No | Unknown | Copper | 09/22/2003 |  | Water System/Municipal Records | Copper |  | 0.75 | Visual Inspection - Water System | Single Family Residence | No |  |  |  |  | Non_Unknown_Non | 0 | 0 | 0 | 1 | Yes | No
GRR | 90 OUTLOOK ST | Newport | Vermont | 5855 | 435-136-15150 |  |  | 44.9324 | -72.2158 | 0.75 | Other | No | Unknown | Copper | 09/22/2003 | 0.75 | Water System/Municipal Records | Galvanized Iron/Steel |  |  | Water System/Municipal Records | Single Family Residence | No |  |  |  |  | Non_Unknown_GRR | 0 | 1 | 0 | 0 | Yes | Yes
Non-Lead | 15 OVILA DR | Newport | Vermont | 5855 | 435-136-15298 |  |  | 44.9475 | -72.2319 | 1 | Other | No | Unknown | Other | 2003 |  | Water System/Municipal Records | Copper |  | 0.75 | Visual Inspection - Water System | Single Family Residence | No |  |  |  |  | Non_Unknown_Non | 0 | 0 | 0 | 1 | Yes | No
Non-Lead | 19 OVILA DR | Newport | Vermont | 5855 | 435-136-15280 |  |  | 44.9473 | -72.2316 | 1 | Other | No | Unknown | Other | 2003 |  | Water System/Municipal Records | Copper |  | 0.75 | Visual Inspection - Water System | Single Family Residence | No |  |  |  |  | Non_Unknown_Non | 0 | 0 | 0 | 1 | Yes | No
Non-Lead | 43 OVILA DR | Newport | Vermont | 5855 | 435-136-16166 |  |  | 44.9469 | -72.2316 | 1 | Other | No | Unknown | Other | 2003 |  | Water System/Municipal Records | Copper |  | 0.75 | Visual Inspection - Water System | Single Family Residence | No |  |  |  |  | Non_Unknown_Non | 0 | 0 | 0 | 1 | Yes | No
GRR | 43 PADDOCK LN | Newport | Vermont | 5855 | 435-136-16137 |  |  | 44.9572 | -72.2159 |  |  | Unknown | Unknown | Unknown |  |  | Unknown Material – No Source | Galvanized Iron/Steel |  | 0.75 | Visual Inspection - Water System | Single Family Residence | No |  | Copper |  |  | Unk_Unknown_GRR | 0 | 1 | 0 | 0 | Yes | Yes
GRR | 65 PADDOCK LN | Newport | Vermont | 5855 | 435-136-14876 |  |  | 44.9577 | -72.2156 |  |  | Unknown | Unknown | Unknown |  |  | Unknown Material – No Source | Galvanized Iron/Steel |  | 0.5 | Visual Inspection - Water System | Single Family Residence | No |  | Copper |  |  | Unk_Unknown_GRR | 0 | 1 | 0 | 0 | Yes | Yes
Unknown | 81 PADDOCK LN | Newport | Vermont | 5855 | 435-136-14994 |  |  | 44.9581 | -72.2153 |  |  | Unknown | Unknown | Unknown |  |  | Unknown Material – No Source | HDPE |  | 0.75 | Visual Inspection - Water System | Single Family Residence | No |  | PEX |  |  | Unk_Unknown_Non | 0 | 0 | 1 | 0 | Yes | No
GRR | 41 PARK AVE | Newport | Vermont | 5855 | 435-136-14344 |  |  | 44.9444 | -72.2037 | 10 |  | No | Unknown | Copper | 1/16/1981 | 0.75 | Water System/Municipal Records | Galvanized Iron/Steel |  | 1 | Visual Inspection - Water System | Single Family Residence | No |  |  |  |  | Non_Unknown_GRR | 0 | 1 | 0 | 0 | Yes | Yes
Unknown | 89 PARK AVE | Newport | Vermont | 5855 | 435-136-15151 |  |  | 44.945 | -72.2035 |  |  | Unknown | Unknown | Unknown |  |  | Unknown Material – No Source | Copper |  | 0.75 | Visual Inspection - Water System | Single Family Residence | No |  |  |  |  | Unk_Unknown_Non | 0 | 0 | 1 | 0 | Yes | No
GRR | 35 PARKER ST | Newport | Vermont | 5855 | 435-136-14967 |  |  | 44.9358 | -72.2186 | 4 |  | No | Unknown | Copper | 07/26/1998 |  | Water System/Municipal Records | Galvanized Iron/Steel |  | 0.75 | Visual Inspection - Water System | Single Family Residence | No |  | PEX |  |  | Non_Unknown_GRR | 0 | 1 | 0 | 0 | Yes | Yes
Unknown | 52 PARKER ST | Newport | Vermont | 5855 | 435-136-15232 |  |  | 44.9357 | -72.219 |  |  | Unknown | Unknown | Unknown |  |  | Unknown Material – No Source | Unknown |  |  | Unknown Material – No Source |  | No |  |  |  |  | Unk_Unknown_Unk | 0 | 0 | 1 | 0 | Yes | No
Unknown | 2 PATENAUDE CT | Newport | Vermont | 5855 | 435-136-14767 |  |  | 44.9276 | -72.2237 |  |  | Unknown | Unknown | Unknown |  |  | Unknown Material – No Source | Copper |  | 0.75 | Visual Inspection - Water System | Single Family Residence | No |  | Copper |  |  | Unk_Unknown_Non | 0 | 0 | 1 | 0 | Yes | No
Non-Lead | 40 PATENAUDE CT | Newport | Vermont | 5855 | 435-136-15735 |  |  | 44.9276 | -72.2244 | 0.75 | Galvanized Iron | Unknown | Unknown | Galvanized Iron/Steel |  |  | Water System/Municipal Records | Copper |  | 0.5 | Visual Inspection - Water System | Single Family Residence | No |  |  |  |  | GRR_Unknown_Non | 0 | 0 | 0 | 1 | Yes | No
Unknown | 21 PAUL ST | Newport | Vermont | 5855 | 435-136-15724 |  |  | 44.9509 | -72.1915 |  |  | Unknown | Unknown | Unknown |  |  | Unknown Material – No Source | Unknown |  |  | Unknown Material – No Source |  | No |  |  |  |  | Unk_Unknown_Unk | 0 | 0 | 1 | 0 | Yes | No
Unknown | 47 PAUL ST | Newport | Vermont | 5855 | 435-136-16179 |  |  | 44.9506 | -72.1908 |  |  | No | Unknown | Unknown | 1984 | 0.75 | Unknown Material – No Source | Copper |  | 0.75 | Visual Inspection - Water System | Single Family Residence | No |  |  |  |  | Unk_Unknown_Non | 0 | 0 | 1 | 0 | Yes | No
Non-Lead | 151 PEARL ST | Newport | Vermont | 5855 | 435-136-15301 |  |  | 44.9468 | -72.1944 |  |  | Unknown | Unknown | Other | 1997 |  | Water System/Municipal Records | Copper |  | 0.75 | Visual Inspection - Water System | Single Family Residence | No |  |  |  |  | Non_Unknown_Non | 0 | 0 | 0 | 1 | Yes | No
Non-Lead | 180 PEARL ST | Newport | Vermont | 5855 | 435-136-15364 |  |  | 44.9472 | -72.1948 |  |  | Unknown | Unknown | Other | 2002 |  | Visual Inspection - Water System | Copper |  | 0.75 | Water System/Municipal Records | Single Family Residence | No |  | Copper |  |  | Non_Unknown_Non | 0 | 0 | 0 | 1 | Yes | No
Non-Lead | 183 PEARL ST | Newport | Vermont | 5855 | 435-136-14714 |  |  | 44.9467 | -72.1949 |  |  | Unknown | Unknown | Other | 2005 |  | Water System/Municipal Records | Copper |  | 0.75 | Visual Inspection - Water System | Single Family Residence | No |  |  |  |  | Non_Unknown_Non | 0 | 0 | 0 | 1 | Yes | No
Non-Lead | 195 PEARL ST | Newport | Vermont | 5855 | 435-136-15976 |  |  | 44.9468 | -72.1954 |  |  | Unknown | Unknown | Other | 1998 |  | Water System/Municipal Records | HDPE |  | 1 | Visual Inspection - Water System | Single Family Residence | No |  |  |  |  | Non_Unknown_Non | 0 | 0 | 0 | 1 | Yes | No
GRR | 24 & 36 PENNY LANE | Newport | Vermont | 5855 | 435-136-15083 |  |  | 44.9217 | -72.2019 | 1 | HDPE | Unknown | Unknown | Unknown |  |  | Unknown Material – No Source | Galvanized Iron/Steel |  | 0.75 | Visual Inspection - Water System | Single Family Residence | No |  |  |  |  | Unk_Unknown_GRR | 0 | 1 | 0 | 0 | Yes | Yes
Non-Lead | 82 PENNY LANE | Newport | Vermont | 5855 | 435-136-14815 |  |  | 44.9217 | -72.2007 | 1 | HDPE | Unknown | Unknown | Copper | 11/07/1979 |  | Water System/Municipal Records | Copper |  | 0.5 | Visual Inspection - Water System | Single Family Residence | No |  |  |  |  | Non_Unknown_Non | 0 | 0 | 0 | 1 | Yes | No
Unknown | 99 PENNY LANE | Newport | Vermont | 5855 | 435-136-15677 |  |  |  |  | 1 | HDPE | Unknown | Unknown | Unknown |  |  | Unknown Material – No Source | Unknown |  |  | Unknown Material – No Source |  | No |  |  |  |  | Unk_Unknown_Unk | 0 | 0 | 1 | 0 | Yes | No
Non-Lead | 120 PEPIN DR | Newport | Vermont | 5855 | 435-136-16333 |  |  | 44.9348 | -72.197 |  |  | Unknown | Unknown | Other | 2007 |  | Water System/Municipal Records | Other | 2007 |  | Local Codes/Regulations | Multi-family residence | No |  |  |  |  | Non_Unknown_Non | 0 | 0 | 0 | 1 | Yes | No
Unknown | 11 PIKE PLACE | Newport | Vermont | 5855 | 435-136-16116 |  |  | 44.9524 | -72.2029 | 1.5 |  | Unknown | Unknown | Other | 08/29/2006 | 0.75 | Water System/Municipal Records | Unknown |  |  | Unknown Material – No Source |  | No |  |  |  |  | Non_Unknown_Unk | 0 | 0 | 1 | 0 | Yes | No
Non-Lead | 16 PIKE PLACE | Newport | Vermont | 5855 | 435-136-16147 |  |  | 44.9528 | -72.2032 | 1.5 |  | Unknown | Unknown | Other | 08/28/2006 | 0.75 | Water System/Municipal Records | Copper |  | 0.75 | Visual Inspection - Water System | Single Family Residence | No |  | Copper | PEX |  | Non_Unknown_Non | 0 | 0 | 0 | 1 | Yes | No
GRR | 29 PIKE PLACE | Newport | Vermont | 5855 | 435-136-16204 |  |  | 44.9523 | -72.2034 | 1.5 |  | Unknown | Unknown | Other | 08/29/2006 |  | Water System/Municipal Records | Galvanized Iron/Steel |  | 0.75 | Visual Inspection - Water System | Single Family Residence | No |  |  |  |  | Non_Unknown_GRR | 0 | 1 | 0 | 0 | Yes | Yes
Non-Lead | 32 PIKE PLACE | Newport | Vermont | 5855 | 435-136-16265 |  |  | 44.9527 | -72.2037 | 1.5 |  | Unknown | Unknown | Copper | 08/29/2006 | 0.75 | Water System/Municipal Records | Copper |  | 0.5 | Visual Inspection - Water System | Single Family Residence | No |  |  |  |  | Non_Unknown_Non | 0 | 0 | 0 | 1 | Yes | No
Non-Lead | 65 PINE GROVE CEMETERY RD | Newport | Vermont | 5855 | 435-136-16371 |  |  | 44.9511 | -72.2032 |  |  | Unknown | Unknown | Other | 2008 |  | Water System/Municipal Records | HDPE |  | 1 | Visual Inspection - Water System | Single Family Residence | No |  | PEX |  |  | Non_Unknown_Non | 0 | 0 | 0 | 1 | Yes | No
Unknown | 95 PINE GROVE CEMETERY RD | Newport | Vermont | 5855 | 435-136-15040 |  |  | 44.9511 | -72.2039 |  |  | Unknown | Unknown | Unknown | 1973 |  | Unknown Material – No Source | Copper |  | 0.75 | Visual Inspection - Water System | Single Family Residence | No |  | Copper | PEX |  | Unk_Unknown_Non | 0 | 0 | 1 | 0 | Yes | No
Unknown | CEMETERY PINE GROVE CEMETERY ROAD | Newport | Vermont | 5855 | 435-136-15752 |  |  | 44.9513 | -72.2047 |  |  | Unknown | Unknown | Unknown |  |  | Unknown Material – No Source | HDPE |  | 1 | Visual Inspection - Water System | Business/Commercial | No |  | Galvanized Iron/Steel |  |  | Unk_Unknown_Non | 0 | 0 | 1 | 0 | Yes | No
Unknown | 110 PINE ST | Newport | Vermont | 5855 | 435-136-15929 |  |  | 44.9572 | -72.205 |  |  | Unknown | Unknown | Unknown |  |  | Unknown Material – No Source | Copper |  | 0.5 | Visual Inspection - Water System | Single Family Residence | No |  | Copper |  |  | Unk_Unknown_Non | 0 | 0 | 1 | 0 | Yes | No
Unknown | 129 PINE ST | Newport | Vermont | 5855 | 435-136-15434 |  |  | 44.9576 | -72.2054 |  |  | Unknown | Unknown | Unknown |  |  | Unknown Material – No Source | Unknown |  |  | Unknown Material – No Source |  | No |  |  |  |  | Unk_Unknown_Unk | 0 | 0 | 1 | 0 | Yes | No
Unknown | 146 PINE ST | Newport | Vermont | 5855 | 435-136-16163 |  |  | 44.9577 | -72.2047 |  |  | Unknown | Unknown | Unknown |  |  | Unknown Material – No Source | Copper |  | 0.75 | Visual Inspection - Water System | Single Family Residence | No |  | Copper |  |  | Unk_Unknown_Non | 0 | 0 | 1 | 0 | Yes | No
Non-Lead | 157 PINE ST | Newport | Vermont | 5855 | 435-136-14856 |  |  | 44.958 | -72.2052 | 6 | Ductile Iron | No | Unknown | Copper | 07/07/2025 | 0.75 | Visual Inspection - Water System | Copper |  | 0.5 | Visual Inspection - Water System | Single Family Residence | No |  |  |  |  | Non_Unknown_Non | 0 | 0 | 0 | 1 | Yes | No
Unknown | 174 PINE ST | Newport | Vermont | 5855 | 435-136-14940 |  |  | 44.9579 | -72.2046 |  |  | Unknown | Unknown | Unknown |  |  | Unknown Material – No Source | Unknown |  |  | Unknown Material – No Source |  | No |  |  |  |  | Unk_Unknown_Unk | 0 | 0 | 1 | 0 | Yes | No
Unknown | 18 PINE ST | Newport | Vermont | 5855 | 435-136-16119 |  |  | 44.9559 | -72.2057 |  |  | Unknown | Unknown | Unknown |  |  | Unknown Material – No Source | Copper |  | 0.75 | Visual Inspection - Water System | Single Family Residence | No |  |  |  |  | Unk_Unknown_Non | 0 | 0 | 1 | 0 | Yes | No
Non-Lead | 195 PINE ST | Newport | Vermont | 5855 | 435-136-16309 |  |  | 44.9585 | -72.2051 | 6 |  | No | Unknown | Other | 2003 |  | Water System/Municipal Records | Copper |  | 0.75 | Visual Inspection - Water System | Single Family Residence | No |  |  |  |  | Non_Unknown_Non | 0 | 0 | 0 | 1 | Yes | No
GRR | 21 PINE ST | Newport | Vermont | 5855 | 435-136-15019 |  |  | 44.956 | -72.2063 |  |  | Unknown | Unknown | Unknown |  |  | Unknown Material – No Source | Galvanized Iron/Steel |  | 0.75 | Visual Inspection - Water System | Single Family Residence | No |  | Copper |  |  | Unk_Unknown_GRR | 0 | 1 | 0 | 0 | Yes | Yes
Non-Lead | 219 PINE ST | Newport | Vermont | 5855 | 435-136-16312 |  |  | 44.9588 | -72.2048 | 6 |  | No | Unknown | Other | 07/18/2003 |  | Water System/Municipal Records | PEX |  | 0.75 | Visual Inspection - Water System | Single Family Residence | No |  |  |  |  | Non_Unknown_Non | 0 | 0 | 0 | 1 | Yes | No
Unknown | 265 PINE ST | Newport | Vermont | 5855 | 435-136-16338 |  |  | 44.9594 | -72.2045 |  |  | Unknown | Unknown | Unknown |  |  | Unknown Material – No Source | Copper |  | 0.75 | Visual Inspection - Water System | Single Family Residence | No |  |  |  |  | Unk_Unknown_Non | 0 | 0 | 1 | 0 | Yes | No
Unknown | 268 PINE ST | Newport | Vermont | 5855 | 435-136-16356 |  |  | 44.959 | -72.204 |  |  | Unknown | Unknown | Unknown |  |  | Unknown Material – No Source | Copper |  | 0.75 | Visual Inspection - Water System | Single Family Residence | No |  | PEX |  |  | Unk_Unknown_Non | 0 | 0 | 1 | 0 | Yes | No
GRR | 277 PINE ST | Newport | Vermont | 5855 | 435-136-16003 |  |  | 44.9603 | -72.2046 |  |  | Unknown | Unknown | Unknown |  |  | Unknown Material – No Source | Galvanized Iron/Steel |  | 0.75 | Visual Inspection - Water System | Single Family Residence | No |  |  |  |  | Unk_Unknown_GRR | 0 | 1 | 0 | 0 | Yes | Yes
Non-Lead | 280 PINE ST | Newport | Vermont | 5855 | 435-136-16317 |  |  | 44.9594 | -72.2039 | 6 |  | No | Unknown | Other | 07/19/2003 |  | Water System/Municipal Records | Other | 2007 |  | Local Codes/Regulations | Single Family Residence | No |  |  |  |  | Non_Unknown_Non | 0 | 0 | 0 | 1 | Yes | No
Unknown | 30 PINE ST | Newport | Vermont | 5855 | 435-136-15182 |  |  | 44.9562 | -72.2056 |  |  | Unknown | Unknown | Unknown |  |  | Unknown Material – No Source | Copper |  | 0.75 | Visual Inspection - Water System | Single Family Residence | No |  |  |  |  | Unk_Unknown_Non | 0 | 0 | 1 | 0 | Yes | No
Non-Lead | 300 PINE ST | Newport | Vermont | 5855 | 435-136-16316 |  |  | 44.9597 | -72.2037 | 6 |  | No | Unknown | Other | 07/22/2003 |  | Water System/Municipal Records | HDPE |  | 1 | Visual Inspection - Water System | Single Family Residence | No |  |  |  |  | Non_Unknown_Non | 0 | 0 | 0 | 1 | Yes | No
Unknown | 356 PINE ST | Newport | Vermont | 5855 | 435-136-14525 |  |  | 44.9618 | -72.2044 |  |  | Unknown | Unknown | Unknown |  |  | Unknown Material – No Source | HDPE |  | 0.75 | Visual Inspection - Water System | Single Family Residence | No |  |  |  |  | Unk_Unknown_Non | 0 | 0 | 1 | 0 | Yes | No
Unknown | 358 PINE ST | Newport | Vermont | 5855 | 435-136-16300 |  |  | 44.9619 | -72.204 |  |  | Unknown | Unknown | Unknown |  |  | Unknown Material – No Source | PEX |  | 0.75 | Visual Inspection - Water System | Single Family Residence | No |  |  |  |  | Unk_Unknown_Non | 0 | 0 | 1 | 0 | Yes | No
Unknown | 359 PINE ST | Newport | Vermont | 5855 | 435-136-16149 |  |  | 44.9604 | -72.2043 |  |  | Unknown | Unknown | Unknown |  |  | Unknown Material – No Source | HDPE |  | 0.75 | Visual Inspection - Water System | Single Family Residence | No |  |  |  |  | Unk_Unknown_Non | 0 | 0 | 1 | 0 | Yes | No
Unknown | 391 PINE ST | Newport | Vermont | 5855 | 435-136-16150 |  |  | 44.9606 | -72.2048 |  |  | Unknown | Unknown | Unknown |  |  | Unknown Material – No Source | Unknown |  |  | Unknown Material – No Source |  | No |  |  |  |  | Unk_Unknown_Unk | 0 | 0 | 1 | 0 | Yes | No
Unknown | 461 PINE ST | Newport | Vermont | 5855 | 435-136-16150 |  |  | 44.9615 | -72.2046 |  |  | Unknown | Unknown | Unknown |  |  | Unknown Material – No Source | Unknown |  |  | Unknown Material – No Source |  | No |  |  |  |  | Unk_Unknown_Unk | 0 | 0 | 1 | 0 | Yes | No
Non-Lead | 53 PINE ST | Newport | Vermont | 5855 | 435-136-14297 |  |  | 44.9565 | -72.206 | 6 |  | Unknown | Unknown | Copper | 06/18/2004 | 0.75 | Water System/Municipal Records | Copper |  | 0.75 | Visual Inspection - Water System | Single Family Residence | No |  |  |  |  | Non_Unknown_Non | 0 | 0 | 0 | 1 | Yes | No
Unknown | 62 PINE ST | Newport | Vermont | 5855 | 435-136-15239 |  |  | 44.9565 | -72.2054 |  |  | Unknown | Unknown | Unknown | 6/8/1964 |  | Unknown Material – No Source | Copper |  | 0.75 | Visual Inspection - Water System | Single Family Residence | No |  |  |  |  | Unk_Unknown_Non | 0 | 0 | 1 | 0 | Yes | No
Unknown | 71 PINE ST | Newport | Vermont | 5855 | 435-136-14928 |  |  | 44.9568 | -72.2058 |  |  | Unknown | Unknown | Unknown |  |  | Unknown Material – No Source | PEX |  | 0.75 | Visual Inspection - Water System | Single Family Residence | No |  |  |  |  | Unk_Unknown_Non | 0 | 0 | 1 | 0 | Yes | No
Unknown | 89 PINE ST | Newport | Vermont | 5855 | 435-136-16180 |  |  | 44.9571 | -72.2057 |  |  | Unknown | Unknown | Unknown |  |  | Unknown Material – No Source | Copper |  | 0.5 | Visual Inspection - Water System | Single Family Residence | No |  |  |  |  | Unk_Unknown_Non | 0 | 0 | 1 | 0 | Yes | No
Unknown | 92 PINE ST | Newport | Vermont | 5855 | 435-136-14781 |  |  | 44.9569 | -72.2052 |  |  | Unknown | Unknown | Unknown |  |  | Unknown Material – No Source | Copper |  | 0.75 | Visual Inspection - Water System | Single Family Residence | No |  | Copper |  |  | Unk_Unknown_Non | 0 | 0 | 1 | 0 | Yes | No
Unknown | 1 PJ LANE | Newport | Vermont | 5855 | 435-136-15102 |  |  | 44.9419 | -72.222 |  |  | Unknown | Unknown | Unknown |  |  | Unknown Material – No Source | Copper |  | 0.5 | Visual Inspection - Water System | Single Family Residence | No |  |  |  |  | Unk_Unknown_Non | 0 | 0 | 1 | 0 | Yes | No
Unknown | 25 PJ LANE | Newport | Vermont | 5855 | 435-136-14632 |  |  | 44.9419 | -72.2226 |  |  | Unknown | Unknown | Unknown |  |  | Unknown Material – No Source | HDPE |  | 1 | Visual Inspection - Water System | Single Family Residence | No |  | Copper |  |  | Unk_Unknown_Non | 0 | 0 | 1 | 0 | Yes | No
Non-Lead | 110 PLEASANT ST | Newport | Vermont | 5855 | 519-163-11666 |  |  | 44.9331 | -72.2133 |  |  | No | Unknown | Copper | 06/30/1999 | 0.75 | Water System/Municipal Records | Copper |  | 0.75 | Visual Inspection - Water System | Single Family Residence | No |  |  |  |  | Non_Unknown_Non | 0 | 0 | 0 | 1 | Yes | No
Unknown | 122 PLEASANT ST | Newport | Vermont | 5855 | 435-136-16301 |  |  | 44.933 | -72.2135 | 4 |  | Unknown | Unknown | Unknown | 1930 | 0.75 | Unknown Material – No Source | Copper |  | 0.75 | Visual Inspection - Water System | Single Family Residence | No |  |  |  |  | Unk_Unknown_Non | 0 | 0 | 1 | 0 | Yes | No
GRR | 135 PLEASANT ST | Newport | Vermont | 5855 | 435-136-16065 |  |  | 44.9327 | -72.2134 | 4 |  | No | Unknown | Copper | 08/01/2011 | 0.75 | Water System/Municipal Records | Galvanized Iron/Steel |  | 0.75 | Visual Inspection - Water System | Multi-family residence | No |  |  |  |  | Non_Unknown_GRR | 0 | 1 | 0 | 0 | Yes | Yes
Unknown | 156 PLEASANT ST | Newport | Vermont | 5855 | 435-136-16279 |  |  | 44.9328 | -72.2142 | 4 |  | Unknown | Unknown | Unknown | 06/03/1960 |  | Unknown Material – No Source | Copper |  | 0.75 | Visual Inspection - Water System | Multi-family residence | No |  |  |  |  | Unk_Unknown_Non | 0 | 0 | 1 | 0 | Yes | No
Unknown | 18 PLEASANT ST | Newport | Vermont | 5855 | 435-136-14805 |  |  | 44.9335 | -72.2116 | 2 |  | Unknown | Unknown | Unknown | 09/18/1929 | 0.5 | Unknown Material – No Source | Unknown |  |  | Unknown Material – No Source | Other/Vacant | No |  |  |  |  | Unk_Unknown_Unk | 0 | 0 | 1 | 0 | Yes | No
GRR | 180 PLEASANT ST | Newport | Vermont | 5855 | 435-136-14852 |  |  | 44.9326 | -72.2145 | 4 |  | No | Unknown | Copper | 08/04/2011 |  | Water System/Municipal Records | Galvanized Iron/Steel |  | 0.75 | Visual Inspection - Water System | Single Family Residence | No |  |  |  |  | Non_Unknown_GRR | 0 | 1 | 0 | 0 | Yes | Yes
GRR | 198 PLEASANT ST | Newport | Vermont | 5855 | 435-136-15288 |  |  | 44.9324 | -72.2149 | 4 |  | Unknown | Unknown | Unknown | 1930 |  | Unknown Material – No Source | Galvanized Iron/Steel |  | 0.75 | Visual Inspection - Water System | Multi-family residence | No |  |  |  |  | Unk_Unknown_GRR | 0 | 1 | 0 | 0 | Yes | Yes
Unknown | 212 PLEASANT ST | Newport | Vermont | 5855 | 435-136-14508 |  |  | 44.9322 | -72.215 | 6 |  | No | Unknown | Copper | 8/19/2011 | 0.75 | Water System/Municipal Records | Unknown |  |  | Unknown Material – No Source |  | No |  |  |  |  | Non_Unknown_Unk | 0 | 0 | 1 | 0 | Yes | No
Unknown | 236 PLEASANT ST | Newport | Vermont | 5855 | 435-136-15531 |  |  | 44.932 | -72.2155 | 4 |  | Unknown | Unknown | Copper | 08/20/2011 | 0.75 | Water System/Municipal Records | Unknown |  |  | Unknown Material – No Source | Other/Vacant | No |  |  |  |  | Non_Unknown_Unk | 0 | 0 | 1 | 0 | Yes | No
GRR | 27 PLEASANT ST | Newport | Vermont | 5855 | 435-136-14440 |  |  | 44.9333 | -72.2116 | 4 |  | Unknown | Unknown | Unknown | 1930 |  | Unknown Material – No Source | Galvanized Iron/Steel |  | 0.75 | Visual Inspection - Water System | Multi-family residence | No |  |  |  |  | Unk_Unknown_GRR | 0 | 1 | 0 | 0 | Yes | Yes
Unknown | 312 PLEASANT ST | Newport | Vermont | 5855 | 435-136-15026 |  |  | 44.9316 | -72.2166 | 8 |  | Unknown | Unknown | Unknown | 1930 |  | Unknown Material – No Source | Copper |  | 0.75 | Visual Inspection - Water System | Business/Commercial | No |  |  |  |  | Unk_Unknown_Non | 0 | 0 | 1 | 0 | Yes | No
Unknown | 36 PLEASANT ST | Newport | Vermont | 5855 | 435-136-14835 |  |  | 44.9335 | -72.2118 | 4 |  | Unknown | Unknown | Other | 8/12/2011 |  | Water System/Municipal Records | Unknown |  |  | Unknown Material – No Source |  | No |  |  |  |  | Non_Unknown_Unk | 0 | 0 | 1 | 0 | Yes | No
Unknown | 368 PLEASANT ST | Newport | Vermont | 5855 | 435-136-14807 |  |  | 44.9311 | -72.2174 | 4 |  | Unknown | Unknown | Unknown |  |  | Unknown Material – No Source | Copper |  | 0.75 | Visual Inspection - Water System | Single Family Residence | No |  |  |  |  | Unk_Unknown_Non | 0 | 0 | 1 | 0 | Yes | No
Unknown | 393 PLEASANT ST | Newport | Vermont | 5855 | 435-136-16111 |  |  | 44.9305 | -72.2175 | 4 |  | Unknown | Unknown | Unknown | 12/16/1959 |  | Unknown Material – No Source | Unknown |  |  | Unknown Material – No Source |  | No |  |  |  |  | Unk_Unknown_Unk | 0 | 0 | 1 | 0 | Yes | No
Non-Lead | 405 PLEASANT ST | Newport | Vermont | 5855 | 435-136-14348 |  |  | 44.9304 | -72.2175 | 8 |  | Unknown | Unknown | Copper | 07/25/2011 | 0.75 | Water System/Municipal Records | Copper |  | 0.75 | Visual Inspection - Water System | Multi-family residence | No |  | Copper |  |  | Non_Unknown_Non | 0 | 0 | 0 | 1 | Yes | No
Unknown | 410 PLEASANT ST | Newport | Vermont | 5855 | 435-136-15879 |  |  | 44.9305 | -72.2177 | 4 |  | Unknown | Unknown | Unknown | 9/23/1950 |  | Unknown Material – No Source | Unknown |  |  | Unknown Material – No Source |  | No |  |  |  |  | Unk_Unknown_Unk | 0 | 0 | 1 | 0 | Yes | No
Unknown | 411 PLEASANT ST | Newport | Vermont | 5855 | 435-136-15316 |  |  | 44.9302 | -72.2176 | 4 |  | Unknown | Unknown | Unknown | 12/17/1959 | 0.5 | Unknown Material – No Source | Copper |  | 0.5 | Visual Inspection - Water System | Single Family Residence | No |  |  |  |  | Unk_Unknown_Non | 0 | 0 | 1 | 0 | Yes | No
Unknown | 416 PLEASANT ST | Newport | Vermont | 5855 | 435-136-15908 |  |  | 44.9303 | -72.2178 | 4 |  | No | Unknown | Copper | 11/30/2006 |  | Water System/Municipal Records | Unknown |  |  | Unknown Material – No Source |  | No |  |  |  |  | Non_Unknown_Unk | 0 | 0 | 1 | 0 | Yes | No
Unknown | 424 PLEASANT ST | Newport | Vermont | 5855 | 435-136-15733 |  |  | 44.9302 | -72.2179 | 8 |  | No | Unknown | Copper | 4/7/1995 |  | Water System/Municipal Records | Unknown |  |  | Unknown Material – No Source |  | No |  |  |  |  | Non_Unknown_Unk | 0 | 0 | 1 | 0 | Yes | No
Unknown | 425 PLEASANT ST | Newport | Vermont | 5855 | 435-136-15707 |  |  | 44.9301 | -72.2177 | 4 |  | Unknown | Unknown | Unknown | 12/17/1959 | 0.5 | Unknown Material – No Source | Unknown |  |  | Unknown Material – No Source | Single Family Residence | No |  |  |  |  | Unk_Unknown_Unk | 0 | 0 | 1 | 0 | Yes | No
GRR | 43 PLEASANT ST | Newport | Vermont | 5855 | 435-136-15527 |  |  | 44.9331 | -72.2119 | 4 |  | Unknown | Unknown | Unknown | 1930 | 0.75 | Unknown Material – No Source | Galvanized Iron/Steel |  |  | Visual Inspection - Water System | Single Family Residence | No |  |  |  |  | Unk_Unknown_GRR | 0 | 1 | 0 | 0 | Yes | Yes
GRR | 447 PLEASANT ST | Newport | Vermont | 5855 | 435-136-14620 |  |  | 44.9299 | -72.2179 | 4 |  | Unknown | Unknown | Other | 09/08/2011 | 0.5 | Water System/Municipal Records | Galvanized Iron/Steel |  | 1 | Visual Inspection - Water System | Multi-family residence | No |  | PEX |  |  | Non_Unknown_GRR | 0 | 1 | 0 | 0 | Yes | Yes
Non-Lead | 468 PLEASANT ST | Newport | Vermont | 5855 | 435-136-14292 |  |  | 44.9299 | -72.2185 |  |  | No | Unknown | Other | 09/20/2003 |  | Water System/Municipal Records | Copper |  | 0.75 | Visual Inspection - Water System | Business/Commercial | No |  |  |  |  | Non_Unknown_Non | 0 | 0 | 0 | 1 | Yes | No
Unknown | 477 PLEASANT ST | Newport | Vermont | 5855 | 435-136-14258 | [6 empty] | Unknown | Unknown | Unknown |  |  | Unknown Material – No Source | Copper |  | 1 | Visual Inspection - Water System | Multi-family residence | No |  |  |  |  | Unk_Unknown_Non | 0 | 0 | 1 | 0 | Yes | No
Unknown | 48 PLEASANT ST | Newport | Vermont | 5855 | 435-136-16388 |  |  | 44.9336 | -72.2121 | 4 |  | Unknown | Unknown | Unknown |  |  | Unknown Material – No Source | Copper |  | 1 | Visual Inspection - Water System | Multi-family residence | No |  | Copper |  |  | Unk_Unknown_Non | 0 | 0 | 1 | 0 | Yes | No
GRR | 480 PLEASANT ST | Newport | Vermont | 5855 | 435-136-14631 |  |  | 44.9298 | -72.2188 | 4 |  | Unknown | Unknown | Unknown | 1/24/1931 |  | Unknown Material – No Source | Galvanized Iron/Steel |  | 0.75 | Visual Inspection - Water System | Single Family Residence | No |  | PEX |  |  | Unk_Unknown_GRR | 0 | 1 | 0 | 0 | Yes | Yes
GRR | 494 PLEASANT ST | Newport | Vermont | 5855 | 435-136-15474 |  |  | 44.9296 | -72.2189 |  |  | Unknown | Unknown | Unknown |  |  | Unknown Material – No Source | Galvanized Iron/Steel |  | 0.75 | Visual Inspection - Water System | Single Family Residence | No |  |  |  |  | Unk_Unknown_GRR | 0 | 1 | 0 | 0 | Yes | Yes
Unknown | 500 PLEASANT ST | Newport | Vermont | 5855 | 435-136-15263 |  |  | 44.9297 | -72.2194 | 4 |  | Unknown | Unknown | Unknown | 12/17/1959 |  | Unknown Material – No Source | Copper |  | 0.75 | Visual Inspection - Water System | Single Family Residence | No |  |  |  |  | Unk_Unknown_Non | 0 | 0 | 1 | 0 | Yes | No
Non-Lead | 501 PLEASANT ST | Newport | Vermont | 5855 | 435-136-14258 |  |  |  |  | 6 |  | No | No | Copper | 1984 | 1 | Water System/Municipal Records | Galvanized Iron/Steel | 1984 | 1.5 | Visual Inspection - Water System | Multi-family residence | No |  |  |  |  | Non_No_GRR | 0 | 0 | 0 | 1 | Yes | No
Non-Lead | 55 PLEASANT ST | Newport | Vermont | 5855 | 435-136-15456 |  |  | 44.9332 | -72.2121 | 4 |  | Unknown | Unknown | Copper | 08/21/2011 | 0.75 | Water System/Municipal Records | Copper |  | 0.5 | Visual Inspection - Water System | Single Family Residence | No |  |  |  |  | Non_Unknown_Non | 0 | 0 | 0 | 1 | Yes | No
Non-Lead | 550 PLEASANT ST | Newport | Vermont | 5855 | 435-136-15961 |  |  | 44.9293 | -72.2199 | 8 |  | Unknown | Unknown | Copper | 05/13/1980 | 0.75 | Water System/Municipal Records | Copper |  | 0.75 | Visual Inspection - Water System | Multi-family residence | No |  | Copper |  |  | Non_Unknown_Non | 0 | 0 | 0 | 1 | Yes | No
Unknown | 562 PLEASANT ST | Newport | Vermont | 5855 | 435-136-15470 |  |  | 44.9295 | -72.2203 |  |  | Unknown | Unknown | Unknown |  |  | Unknown Material – No Source | Copper |  | 0.75 | Visual Inspection - Water System | Single Family Residence | No |  |  |  |  | Unk_Unknown_Non | 0 | 0 | 1 | 0 | Yes | No
Non-Lead | 578 PLEASANT ST | Newport | Vermont | 5855 | 435-136-14652 |  |  | 44.9291 | -72.2205 | 8 |  | No | Unknown | Copper | 05/16/1980 | 0.75 | Water System Maps/Drawings | Copper |  | 0.75 | Visual Inspection - Water System | Single Family Residence | No |  | Copper |  |  | Non_Unknown_Non | 0 | 0 | 0 | 1 | Yes | No
Unknown | 58 PLEASANT ST | Newport | Vermont | 5855 | 435-136-15329 |  |  | 44.9333 | -72.2123 | 4 |  | Unknown | Unknown | Copper | 8/21/2011 | 0.75 | Water System/Municipal Records | Unknown |  |  | Unknown Material – No Source | Multi-family residence | No |  |  |  |  | Non_Unknown_Unk | 0 | 0 | 1 | 0 | Yes | No
Non-Lead | 606 PLEASANT ST | Newport | Vermont | 5855 | 435-136-16010 |  |  | 44.9289 | -72.2212 | 8 |  | Unknown | Unknown | Copper | 05/19/1980 | 0.75 | Water System/Municipal Records | Copper |  | 0.75 | Visual Inspection - Water System | Single Family Residence | No |  |  |  |  | Non_Unknown_Non | 0 | 0 | 0 | 1 | Yes | No
Unknown | 631 PLEASANT ST | Newport | Vermont | 5855 | 435-136-15876 |  |  | 44.9284 | -72.2212 |  |  | Unknown | Unknown | Unknown | 08/18/1980 |  | Unknown Material – No Source | Copper |  | 0.5 | Visual Inspection - Water System | Single Family Residence | No |  |  |  |  | Unk_Unknown_Non | 0 | 0 | 1 | 0 | Yes | No
Unknown | 65 PLEASANT ST | Newport | Vermont | 5855 | 435-136-14657 |  |  | 44.933 | -72.2125 | 4 |  | Unknown | Unknown | Unknown | 1930 | 0.75 | Unknown Material – No Source | Copper |  | 0.75 | Visual Inspection - Water System | Multi-family residence | No |  |  |  |  | Unk_Unknown_Non | 0 | 0 | 1 | 0 | Yes | No
Unknown | 652 PLEASANT ST | Newport | Vermont | 5855 | 435-136-15390 |  |  | 44.9285 | -72.2216 | 8 |  | No | Unknown | Copper | 8/20/1980 | 0.75 | Water System/Municipal Records | Unknown |  |  | Unknown Material – No Source | Single Family Residence | No |  |  |  |  | Non_Unknown_Unk | 0 | 0 | 1 | 0 | Yes | No
Unknown | 72 PLEASANT ST | Newport | Vermont | 5855 | 435-136-15295 |  |  | 44.9333 | -72.2126 |  |  | Unknown | Unknown | Unknown |  |  | Unknown Material – No Source | Copper |  | 0.75 | Visual Inspection - Water System | Single Family Residence | No |  |  |  |  | Unk_Unknown_Non | 0 | 0 | 1 | 0 | Yes | No
Unknown | 726 PLEASANT ST | Newport | Vermont | 5855 | 435-136-14703 |  |  | 44.9281 | -72.2227 |  |  | Unknown | Unknown | Unknown | 9/3/1954 |  | Unknown Material – No Source | Unknown |  |  | Unknown Material – No Source | Single Family Residence | No |  |  |  |  | Unk_Unknown_Unk | 0 | 0 | 1 | 0 | Yes | No
Unknown | 736 PLEASANT ST | Newport | Vermont | 5855 | 435-136-15445 |  |  | 44.9279 | -72.2234 | 4 |  | Unknown | Unknown | Unknown | 04/23/1955 | 0.5 | Unknown Material – No Source | HDPE |  | 1 | Visual Inspection - Water System | Single Family Residence | No |  | PEX |  |  | Unk_Unknown_Non | 0 | 0 | 1 | 0 | Yes | No
GRR | 745 PLEASANT ST | Newport | Vermont | 5855 | 435-136-15895 |  |  | 44.9275 | -72.223 |  |  | Unknown | Unknown | Unknown |  |  | Unknown Material – No Source | Galvanized Iron/Steel |  | 0.5 | Visual Inspection - Water System | Single Family Residence | No |  | Galvanized Iron/Steel |  |  | Unk_Unknown_GRR | 0 | 1 | 0 | 0 | Yes | Yes
Non-Lead | 773 PLEASANT ST | Newport | Vermont | 5855 | 435-136-15903 |  |  | 44.9274 | -72.2234 |  |  | Unknown | Unknown | Galvanized Iron/Steel | 04/17/1946 |  | Water System/Municipal Records | Copper |  | 0.75 | Visual Inspection - Water System | Single Family Residence | No |  |  |  |  | GRR_Unknown_Non | 0 | 0 | 0 | 1 | Yes | No
Non-Lead | 82 PLEASANT ST | Newport | Vermont | 5855 | 435-136-15295 |  |  | 44.9333 | -72.2128 | 4 |  | No | Unknown | Copper | 08/22/2011 | 1 | Water System/Municipal Records | HDPE | 2024 | 1 | Visual Inspection - Water System | Multi-family residence | No |  | Galvanized Iron/Steel | Copper |  | Non_Unknown_Non | 0 | 0 | 0 | 1 | Yes | No
Non-Lead | 832 PLEASANT ST | Newport | Vermont | 5855 | 435-136-15824 |  |  | 44.9272 | -72.2251 |  |  | Unknown | Unknown | Other |  | Unknown | Other - Source Reported in Summary | Other |  | 4 | Visual Inspection - Water System | Business/Commercial | No |  |  |  |  | Non_Unknown_Non | 0 | 0 | 0 | 1 | Yes | No
Unknown | 843 PLEASANT ST | Newport | Vermont | 5855 | 435-136-15559 |  |  | 44.9265 | -72.2245 | 4 |  | Unknown | Unknown | Other | 2012 |  | Water System/Municipal Records | Unknown |  |  | Unknown Material – No Source | Single Family Residence | No |  |  |  |  | Non_Unknown_Unk | 0 | 0 | 1 | 0 | Yes | No
Unknown | 85 PLEASANT ST | Newport | Vermont | 5855 | 435-136-15287 |  |  | 44.933 | -72.2128 |  |  | No | Unknown | Copper | 8/17/2011 |  | Water System/Municipal Records | Unknown |  |  | Unknown Material – No Source | Multi-family residence | No |  |  |  |  | Non_Unknown_Unk | 0 | 0 | 1 | 0 | Yes | No
Non-Lead | 86 PLEASANT ST | Newport | Vermont | 5855 | 435-136-15349 |  |  | 44.9332 | -72.2128 | 1 |  | No | Unknown | Copper | 08/21/2011 |  | Water System/Municipal Records | Copper |  | 0.75 | Visual Inspection - Water System | Multi-family residence | No |  |  |  |  | Non_Unknown_Non | 0 | 0 | 0 | 1 | Yes | No
Non-Lead | 95 PLEASANT ST | Newport | Vermont | 5855 | 435-136-14948 |  |  | 44.9328 | -72.213 |  |  | Unknown | Unknown | Copper | 09/08/1986 |  | Water System/Municipal Records | Copper |  | 1 | Visual Inspection - Water System | Child Care Center | No |  |  |  |  | Non_Unknown_Non | 0 | 0 | 0 | 1 | Yes | No
Non-Lead | 96 PLEASANT ST | Newport | Vermont | 5855 | 435-136-15348 |  |  | 44.9331 | -72.213 | 4 |  | No | Unknown | Copper | 08/22/2011 |  | Water System/Municipal Records | Copper |  | 0.5 | Visual Inspection - Water System | Multi-family residence | No |  |  |  |  | Non_Unknown_Non | 0 | 0 | 0 | 1 | Yes | No
Unknown | 31 POND ST | Newport | Vermont | 5855 | 435-136-14517 |  |  | 44.9377 | -72.2209 | 4 |  | Unknown | Unknown | Copper | 8/13/1998 |  | Water System/Municipal Records | Unknown |  |  | Unknown Material – No Source |  | No |  |  |  |  | Non_Unknown_Unk | 0 | 0 | 1 | 0 | Yes | No
Unknown | 38 POND ST | Newport | Vermont | 5855 | 435-136-14518 |  |  | 44.9377 | -72.2203 | 4 |  | Unknown | Unknown | Copper | 8/13/1998 |  | Water System/Municipal Records | Unknown |  |  | Unknown Material – No Source |  | No |  |  |  |  | Non_Unknown_Unk | 0 | 0 | 1 | 0 | Yes | No
Non-Lead | 48 POND ST | Newport | Vermont | 5855 | 435-136-14480 |  |  | 44.9376 | -72.2202 |  |  | Unknown | Unknown | Copper | 8/13/1998 |  | Water System/Municipal Records | HDPE |  | 1 | Visual Inspection - Water System | Single Family Residence | No |  | PEX |  |  | Non_Unknown_Non | 0 | 0 | 0 | 1 | Yes | No
Unknown | 50 POND ST | Newport | Vermont | 5855 | 435-136-14479 |  |  | 44.9378 | -72.2201 | 4 |  | No | Unknown | Copper | 08/14/1998 |  | Water System/Municipal Records | Unknown |  |  | Unknown Material – No Source |  | No |  |  |  |  | Non_Unknown_Unk | 0 | 0 | 1 | 0 | Yes | No
Non-Lead | 68 POND ST | Newport | Vermont | 5855 | 435-136-14616 |  |  | 44.9379 | -72.22 | 4 |  | No | Unknown | Copper | 8/14/1998 | 0.75 | Water System/Municipal Records | Copper |  | 0.75 | Visual Inspection - Water System | Multi-family residence | No |  |  |  |  | Non_Unknown_Non | 0 | 0 | 0 | 1 | Yes | No
Unknown | 73 POND ST | Newport | Vermont | 5855 | 435-136-14327 |  |  | 44.9381 | -72.22 |  |  | Unknown | Unknown | Unknown |  |  | Unknown Material – No Source | Copper |  | 0.75 | Visual Inspection - Water System | Single Family Residence | No |  | Copper |  |  | Unk_Unknown_Non | 0 | 0 | 1 | 0 | Yes | No
Non-Lead | 39 POUTRE ST | Newport | Vermont | 5855 | 435-136-14864 |  |  | 44.9482 | -72.1919 |  |  | No | Unknown | Other | 08/20/2007 | 0.75 | Water System/Municipal Records | Copper |  | 0.75 | Visual Inspection - Water System | Single Family Residence | No |  |  |  |  | Non_Unknown_Non | 0 | 0 | 0 | 1 | Yes | No
Non-Lead | 50 POUTRE ST | Newport | Vermont | 5855 | 435-136-15565 |  |  | 44.9476 | -72.1916 |  |  | No | Unknown | Other | 08/20/2007 | 0.75 | Water System/Municipal Records | Copper |  | 0.75 | Visual Inspection - Water System | Single Family Residence | No |  |  |  |  | Non_Unknown_Non | 0 | 0 | 0 | 1 | Yes | No
Non-Lead | 61 POUTRE ST | Newport | Vermont | 5855 | 435-136-15186 |  |  | 44.9482 | -72.1916 |  |  | No | Unknown | Other | 08/20/2007 | 0.5 | Water System/Municipal Records | Copper |  | 0.75 | Visual Inspection - Water System | Single Family Residence | No |  |  |  |  | Non_Unknown_Non | 0 | 0 | 0 | 1 | Yes | No
Unknown | 110 PROSPECT ST | Newport | Vermont | 5855 | 435-136-15361 |  |  | 44.9332 | -72.211 |  |  | Unknown | Unknown | Unknown | 12/18/1959 |  | Unknown Material – No Source | Copper |  | 0.5 | Visual Inspection - Water System | Single Family Residence | No |  |  |  |  | Unk_Unknown_Non | 0 | 0 | 1 | 0 | Yes | No
GRR | 112 PROSPECT ST | Newport | Vermont | 5855 | 435-136-15533 |  |  | 44.933 | -72.2112 |  |  | Unknown | Unknown | Galvanized Iron/Steel |  |  | Water System/Municipal Records | Galvanized Iron/Steel |  | 0.5 | Visual Inspection - Water System | Single Family Residence | No |  |  |  |  | GRR_Unknown_GRR | 0 | 1 | 0 | 0 | Yes | Yes
Unknown | 115 PROSPECT ST | Newport | Vermont | 5855 | 435-136-14685 |  |  | 44.9327 | -72.2113 | 4 |  | Unknown | Unknown | Copper | 8/13/2017 | 1 | Water System/Municipal Records | Unknown |  |  | Unknown Material – No Source | Single Family Residence | No |  |  |  |  | Non_Unknown_Unk | 0 | 0 | 1 | 0 | Yes | No
GRR | 124 PROSPECT ST | Newport | Vermont | 5855 | 435-136-15260 |  |  | 44.9329 | -72.2114 |  |  | Unknown | Unknown | Unknown | 12/18/1959 |  | Unknown Material – No Source | Galvanized Iron/Steel |  | 0.5 | Visual Inspection - Water System | Multi-family residence | No |  | Copper |  |  | Unk_Unknown_GRR | 0 | 1 | 0 | 0 | Yes | Yes
Unknown | 135 PROSPECT ST | Newport | Vermont | 5855 | 435-136-15762 |  |  | 44.9327 | -72.2117 | 4 |  | Unknown | Unknown | Unknown | 1984 |  | Unknown Material – No Source | Unknown |  |  | Unknown Material – No Source | Multi-family residence | No |  |  |  |  | Unk_Unknown_Unk | 0 | 0 | 1 | 0 | Yes | No
GRR | 14 PROSPECT ST | Newport | Vermont | 5855 | 435-136-14972 |  |  | 44.9338 | -72.2093 | 6 |  | No | Unknown | Copper | 8/6/1999 | 0.75 | Water System/Municipal Records | Galvanized Iron/Steel |  | 1 | Visual Inspection - Water System | Multi-family residence | No |  | Copper |  |  | Non_Unknown_GRR | 0 | 1 | 0 | 0 | Yes | Yes
Non-Lead | 140 PROSPECT ST | Newport | Vermont | 5855 | 435-136-15235 |  |  | 44.9328 | -72.2118 | 4 |  | No | Unknown | Copper | 6/15/1999 | 0.75 | Water System/Municipal Records | Copper |  | 0.75 | Visual Inspection - Water System | Single Family Residence | No |  | Copper |  |  | Non_Unknown_Non | 0 | 0 | 0 | 1 | Yes | No
Unknown | 152 PROSPECT ST | Newport | Vermont | 5855 | 435-136-14274 |  |  | 44.9328 | -72.2119 | 4 |  | No | Unknown | Copper | 6/15/1999 | 0.75 | Water System/Municipal Records | Unknown |  |  | Unknown Material – No Source | Multi-family residence | No |  |  |  |  | Non_Unknown_Unk | 0 | 0 | 1 | 0 | Yes | No
Unknown | 17 PROSPECT ST | Newport | Vermont | 5855 | 435-136-15334 |  |  | 44.9334 | -72.2094 |  |  | Unknown | Unknown | Unknown |  |  | Unknown Material – No Source | Copper |  | 0.75 | Visual Inspection - Water System | Multi-family residence | No |  |  |  |  | Unk_Unknown_Non | 0 | 0 | 1 | 0 | Yes | No
GRR | 187 PROSPECT ST | Newport | Vermont | 5855 | 435-136-14998 |  |  | 44.9324 | -72.2124 | 6 |  | Unknown | Unknown | Unknown |  |  | Unknown Material – No Source | Galvanized Iron/Steel |  | 0.5 | Visual Inspection - Water System | Single Family Residence | No |  |  |  |  | Unk_Unknown_GRR | 0 | 1 | 0 | 0 | Yes | Yes
Unknown | 209 PROSPECT ST | Newport | Vermont | 5855 | 435-136-15216 |  |  | 44.9323 | -72.2127 | 6 |  | Unknown | Unknown | Unknown | 12/18/1959 | 0.5 | Unknown Material – No Source | Copper |  | 0.75 | Visual Inspection - Water System | Multi-family residence | No |  |  |  |  | Unk_Unknown_Non | 0 | 0 | 1 | 0 | Yes | No
Unknown | 214 PROSPECT ST | Newport | Vermont | 5855 | 435-136-15386 |  |  | 44.9324 | -72.213 |  |  | Unknown | Unknown | Unknown |  |  | Unknown Material – No Source | Unknown |  |  | Unknown Material – No Source | Multi-family residence | No |  |  |  |  | Unk_Unknown_Unk | 0 | 0 | 1 | 0 | Yes | No
Non-Lead | 224 PROSPECT ST | Newport | Vermont | 5855 | 435-136-16298 |  |  | 44.9324 | -72.2133 | 4 |  | No | Unknown | Copper | 09/15/1993 | 0.5 | Water System/Municipal Records | Copper |  | 0.5 | Visual Inspection - Water System | Multi-family residence | No |  |  |  |  | Non_Unknown_Non | 0 | 0 | 0 | 1 | Yes | No
Unknown | 233 PROSPECT ST | Newport | Vermont | 5855 | 435-136-15886 |  |  | 44.9321 | -72.2132 |  |  | Unknown | Unknown | Unknown |  |  | Unknown Material – No Source | Copper |  | 0.75 | Visual Inspection - Water System | Single Family Residence | No |  |  |  |  | Unk_Unknown_Non | 0 | 0 | 1 | 0 | Yes | No
Non-Lead | 29 PROSPECT ST | Newport | Vermont | 5855 | 435-136-14597 |  |  | 44.9333 | -72.2096 |  |  | Unknown | Unknown | Copper |  | 0.5 | Water System/Municipal Records | Copper |  | 0.75 | Visual Inspection - Water System | Multi-family residence | No |  |  |  |  | Non_Unknown_Non | 0 | 0 | 0 | 1 | Yes | No
Non-Lead | 32 PROSPECT ST | Newport | Vermont | 5855 | 435-136-14770 |  |  | 44.9335 | -72.2097 | 6 |  | Unknown | Unknown | Copper | 09/12/1995 | 0.5 | Water System/Municipal Records | Copper |  | 0.5 | Visual Inspection - Water System | Single Family Residence | No |  |  |  |  | Non_Unknown_Non | 0 | 0 | 0 | 1 | Yes | No
Unknown | 42 PROSPECT ST | Newport | Vermont | 5855 | 435-136-15380 |  |  | 44.9334 | -72.2099 | 6 |  | Unknown | Unknown | Unknown | 03/29/1960 |  | Unknown Material – No Source | Copper |  | 0.5 | Visual Inspection - Water System | Multi-family residence | No |  |  |  |  | Unk_Unknown_Non | 0 | 0 | 1 | 0 | Yes | No
Unknown | 58 PROSPECT ST | Newport | Vermont | 5855 | 435-136-16053 |  |  | 44.9334 | -72.2102 | 6 |  | Unknown | Unknown | Unknown | 03/29/1960 | 0.75 | Unknown Material – No Source | Copper |  | 0.75 | Visual Inspection - Water System | Multi-family residence | No |  |  |  |  | Unk_Unknown_Non | 0 | 0 | 1 | 0 | Yes | No
Non-Lead | 67 PROSPECT ST | Newport | Vermont | 5855 | 435-136-14734 |  |  | 44.9331 | -72.2104 | 6 |  | No | Unknown | Copper | 8/16/1993 | 0.5 | Water System/Municipal Records | Copper |  | 0.75 | Visual Inspection - Water System | Multi-family residence | No |  |  |  |  | Non_Unknown_Non | 0 | 0 | 0 | 1 | Yes | No
Unknown | 70 PROSPECT ST | Newport | Vermont | 5855 | 435-136-14484 |  |  | 44.9332 | -72.2104 |  |  | Unknown | Unknown | Unknown | 3/28/1960 |  | Unknown Material – No Source | Unknown |  |  | Unknown Material – No Source | Multi-family residence | No |  |  |  |  | Unk_Unknown_Unk | 0 | 0 | 1 | 0 | Yes | No
Non-Lead | 74 PROSPECT ST | Newport | Vermont | 5855 | 435-136-16302 |  |  | 44.9333 | -72.2106 | 6 |  | Unknown | Unknown | Other | 8/7/2011 |  | Water System/Municipal Records | Copper |  |  | Visual Inspection - Water System | Multi-family residence | No |  |  |  |  | Non_Unknown_Non | 0 | 0 | 0 | 1 | Yes | No
Unknown | 386 PROUTY BEACH | Newport | Vermont | 5855 | 435-136-15604 |  |  | 44.9473 | -72.2088 |  |  | Unknown | Unknown | Unknown |  |  | Unknown Material – No Source | Copper |  | Other | Visual Inspection - Water System | Other/Vacant | No |  |  |  |  | Unk_Unknown_Non | 0 | 0 | 1 | 0 | Yes | No
Unknown | 148 PROUTY DR | Newport | Vermont | 5855 | 435-136-15984 |  |  | 44.954 | -72.2017 |  |  | Unknown | Unknown | Unknown |  |  | Unknown Material – No Source | Unknown |  |  | Unknown Material – No Source | Business/Commercial | No |  |  |  |  | Unk_Unknown_Unk | 0 | 0 | 1 | 0 | Yes | No
Non-Lead | 189 PROUTY DR - (MEDICAL ART/ EAST BUILDING) | Newport | Vermont | 5855 | 435-136-15650 |  |  | 44.9558 | -72.2012 |  |  | Unknown | Unknown | Other |  | Unknown | Other - Source Reported in Summary | Other |  | 6 | Visual Inspection - Water System | Business/Commercial | No |  |  |  |  | Non_Unknown_Non | 0 | 0 | 0 | 1 | Yes | No
Non-Lead | 189 PROUTY DR - HOSPITAL | Newport | Vermont | 5855 | 435-136-15650 |  |  | 44.956 | -72.2012 |  |  | Unknown | Unknown | Other |  | Unknown | Other - Source Reported in Summary | Other |  | 6 | Visual Inspection - Water System | Business/Commercial | No |  |  |  |  | Non_Unknown_Non | 0 | 0 | 0 | 1 | Yes | No
Non-Lead | 212 PROUTY DR | Newport | Vermont | 5855 | 435-136-16341 |  |  | 44.9547 | -72.2001 |  |  | Unknown | Unknown | Other |  | Unknown | Other - Source Reported in Summary | Other |  | 4 | Visual Inspection - Water System | Business/Commercial | No |  |  |  |  | Non_Unknown_Non | 0 | 0 | 0 | 1 | Yes | No
Unknown | 393 PROUTY DR | Newport | Vermont | 5855 | 435-136-15995 |  |  | 44.9542 | -72.1961 |  |  | Unknown | Unknown | Unknown |  |  | Unknown Material – No Source | Copper |  | 0.75 | Water System/Municipal Records | Single Family Residence | No |  |  |  |  | Unk_Unknown_Non | 0 | 0 | 1 | 0 | Yes | No
Non-Lead | 487 PROUTY DR | Newport | Vermont | 5855 | 435-136-15882 |  |  | 44.9542 | -72.1941 | 10 | Ductile Iron | No | No | Other | 09/24/2002 | 0.75 | Water System/Municipal Records | Copper |  | 0.75 | Visual Inspection - Other | Single Family Residence | No |  |  |  |  | Non_No_Non | 0 | 0 | 0 | 1 | Yes | No
Non-Lead | 512 PROUTY DR | Newport | Vermont | 5855 | 177-056-10234 |  |  | 44.9535 | -72.1939 | 10 | Ductile Iron | No | No | Copper | 09/24/2002 | 0.75 | Water System/Municipal Records | Copper |  | 0.5 | Visual Inspection - Water System | Single Family Residence | No |  | Copper |  |  | Non_No_Non | 0 | 0 | 0 | 1 | Yes | No
Non-Lead | 536 PROUTY DR | Derby | Vermont | 5829 | 177-056-10234 |  |  | 44.9535 | -72.1933 | 10 | Ductile Iron | No | Unknown | Copper | 09/24/2002 |  | Water System/Municipal Records | Copper |  | 0.75 | Visual Inspection - Water System | Single Family Residence | No |  |  |  |  | Non_Unknown_Non | 0 | 0 | 0 | 1 | Yes | No
Non-Lead | 639 PROUTY DR | Derby | Vermont | 5829 | 177-056-12267 |  |  | 44.9541 | -72.191 | 10 | Ductile Iron | No | No | Copper | 08/09/2022 | 1.5 | Water System/Municipal Records | HDPE |  | Other | Visual Inspection - Water System | Business/Commercial | No |  |  |  |  | Non_No_Non | 0 | 0 | 0 | 1 | Yes | No
Unknown | 378 PROUTY DRIVE | Newport | Vermont | 5855 | 435-136-16403 |  |  | 44.9542 | -72.1966 |  |  | Unknown | Unknown | Unknown |  |  | Unknown Material – No Source | Copper |  | 0.5 | Visual Inspection - Water System | Business/Commercial | No |  |  |  |  | Unk_Unknown_Non | 0 | 0 | 1 | 0 | Yes | No
Unknown | 147 RACETRACK RD | Newport | Vermont | 5855 | 435-136-14294 |  |  | 44.9585 | -72.2133 |  |  | Unknown | Unknown | Unknown |  |  | Unknown Material – No Source | Copper |  | 0.75 | Visual Inspection - Water System | Single Family Residence | No |  |  |  |  | Unk_Unknown_Non | 0 | 0 | 1 | 0 | Yes | No
Unknown | 163 RACETRACK RD | Newport | Vermont | 5855 | 435-136-14850 |  |  | 44.9589 | -72.2128 | 4 |  | Unknown | Unknown | Unknown | 11/17/1969 |  | Unknown Material – No Source | Copper |  | 0.75 | Visual Inspection - Water System | Single Family Residence | No |  |  |  |  | Unk_Unknown_Non | 0 | 0 | 1 | 0 | Yes | No
Unknown | 165 RACETRACK RD | Newport | Vermont | 5855 | 435-136-14850 |  |  | 44.9585 | -72.2125 |  |  | Unknown | Unknown | Unknown |  |  | Unknown Material – No Source | Copper |  | 0.75 | Visual Inspection - Water System | Single Family Residence | No |  |  |  |  | Unk_Unknown_Non | 0 | 0 | 1 | 0 | Yes | No
Unknown | 185 RACETRACK RD | Newport | Vermont | 5855 | 435-136-15071 |  |  | 44.9588 | -72.2125 |  |  | Unknown | Unknown | Unknown |  |  | Unknown Material – No Source | Copper |  | 0.75 | Visual Inspection - Water System | Single Family Residence | No |  |  |  |  | Unk_Unknown_Non | 0 | 0 | 1 | 0 | Yes | No
Unknown | 207 RACETRACK RD | Newport | Vermont | 5855 | 435-136-15072 |  |  | 44.9591 | -72.2121 |  |  | Unknown | Unknown | Unknown |  |  | Unknown Material – No Source | Unknown |  |  | Unknown Material – No Source |  | No |  |  |  |  | Unk_Unknown_Unk | 0 | 0 | 1 | 0 | Yes | No
Unknown | 261 RACETRACK RD | Newport | Vermont | 5855 | 435-136-15815 |  |  | 44.9591 | -72.2114 |  |  | Unknown | Unknown | Unknown |  |  | Unknown Material – No Source | PEX |  | 0.75 | Visual Inspection - Water System | Single Family Residence | No |  | PEX |  |  | Unk_Unknown_Non | 0 | 0 | 1 | 0 | Yes | No
Unknown | 263 RACETRACK RD | Newport | Vermont | 5855 | 435-136-14735 |  |  | 44.9593 | -72.2115 |  |  | Unknown | Unknown | Unknown |  |  | Unknown Material – No Source | Unknown |  |  | Unknown Material – No Source | Single Family Residence | No |  |  |  |  | Unk_Unknown_Unk | 0 | 0 | 1 | 0 | Yes | No
Unknown | 39 RACETRACK RD | Newport | Vermont | 5855 | 435-136-15662 |  |  | 44.957 | -72.2136 |  |  | Unknown | Unknown | Unknown |  |  | Unknown Material – No Source | Copper |  | 0.75 | Visual Inspection - Water System | Single Family Residence | No |  |  |  |  | Unk_Unknown_Non | 0 | 0 | 1 | 0 | Yes | No
GRR | 24 RAILROAD SQ -(SOUTH PORTION) | Newport | Vermont | 5855 | 435-136-15774 |  |  | 44.9358 | -72.2055 | 8 |  | No | Unknown | Copper | 9/9/1994 | 0.75 | Water System/Municipal Records | Galvanized Iron/Steel |  | 2 | Visual Inspection - Water System | Business/Commercial | No |  |  |  |  | Non_Unknown_GRR | 0 | 1 | 0 | 0 | Yes | Yes
Non-Lead | 24 RAILROAD SQ - (NORTH PORTION) | Newport | Vermont | 5855 | 435-136-15774 |  |  | 44.9357 | -72.2055 | 8 |  | No | Unknown | Copper | 9/9/1994 | 0.75 | Water System/Municipal Records | Copper |  | 1 | Visual Inspection - Water System | Business/Commercial | No |  |  |  |  | Non_Unknown_Non | 0 | 0 | 0 | 1 | Yes | No
Unknown | 33 RAILROAD SQ | Newport | Vermont | 5855 | 435-136-14321 |  |  | 44.9368 | -72.2055 |  |  | Unknown | Unknown | Unknown | 4/23/1986 |  | Unknown Material – No Source | Copper |  | 0.75 | Visual Inspection - Water System | Business/Commercial | No |  |  |  |  | Unk_Unknown_Non | 0 | 0 | 1 | 0 | Yes | No
Unknown | 68 RAILROAD SQ - | Newport | Vermont | 5855 | 435-136-15774 |  |  | 44.9364 | -72.2047 |  |  | Unknown | Unknown | Unknown |  |  | Unknown Material – No Source | HDPE |  | 1 | Visual Inspection - Water System | Business/Commercial | No |  |  |  |  | Unk_Unknown_Non | 0 | 0 | 1 | 0 | Yes | No
Non-Lead | 108 RAYMOND AVE | Newport | Vermont | 5855 | 435-136-16097 |  |  | 44.9312 | -72.2134 | 1 | Copper | No | Unknown | Other | 06/20/2005 | 0.75 | Water System/Municipal Records | Copper |  | 0.75 | Visual Inspection - Water System | Single Family Residence | No |  | PEX |  |  | Non_Unknown_Non | 0 | 0 | 0 | 1 | Yes | No
Unknown | 122 RAYMOND AVE | Newport | Vermont | 5855 | 435-136-16012 |  |  | 44.931 | -72.2139 | 1 | Copper | No | Unknown | Copper | 05/24/2005 | 0.75 | Water System/Municipal Records | Unknown |  |  | Unknown Material – No Source | Other/Vacant | No |  |  |  |  | Non_Unknown_Unk | 0 | 0 | 1 | 0 | Yes | No
Unknown | 35 RAYMOND AVE | Newport | Vermont | 5855 | 435-136-16130 |  |  | 44.9317 | -72.2127 | 4 |  | No | Unknown | Other | 08/17/2006 |  | Water System/Municipal Records | Unknown |  |  | Unknown Material – No Source | Single Family Residence | No |  |  |  |  | Non_Unknown_Unk | 0 | 0 | 1 | 0 | Yes | No
Unknown | 41 RAYMOND AVE | Newport | Vermont | 5855 | 435-136-15401 |  |  | 44.9319 | -72.2128 | 4 |  | No | Unknown | Other | 08/18/2006 |  | Water System/Municipal Records | Unknown |  |  | Unknown Material – No Source | Single Family Residence | No |  |  |  |  | Non_Unknown_Unk | 0 | 0 | 1 | 0 | Yes | No
Unknown | 54 RAYMOND AVE | Newport | Vermont | 5855 | 435-136-14699 |  |  | 44.9317 | -72.2131 | 4 |  | No | Unknown | Copper | 7/21/1994 | 1 | Water System/Municipal Records | Unknown |  |  | Unknown Material – No Source | Single Family Residence | No |  |  |  |  | Non_Unknown_Unk | 0 | 0 | 1 | 0 | Yes | No
Unknown | 62 RICHARDS DR | Newport | Vermont | 5855 | 435-136-14861 |  |  | 44.9358 | -72.1999 | 4 |  | Unknown | Unknown | Unknown |  |  | Unknown Material – No Source | Copper |  | 0.5 | Visual Inspection - Water System | Single Family Residence | No |  | Copper |  |  | Unk_Unknown_Non | 0 | 0 | 1 | 0 | Yes | No
Unknown | 72 RICHARDS DR | Newport | Vermont | 5855 | 435-136-14861 |  |  | 44.9356 | -72.2 | 4 |  | Unknown | Unknown | Unknown |  |  | Unknown Material – No Source | HDPE |  | 1 | Visual Inspection - Water System | Single Family Residence | No |  | Copper |  |  | Unk_Unknown_Non | 0 | 0 | 1 | 0 | Yes | No
Unknown | 84 RICHARDS DR | Newport | Vermont | 5855 | 435-136-14395 |  |  | 44.9355 | -72.2003 | 4 |  | Unknown | Unknown | Unknown |  | 0.75 | Unknown Material – No Source | Copper |  | 0.75 | Visual Inspection - Water System | Single Family Residence | No |  | Copper |  |  | Unk_Unknown_Non | 0 | 0 | 1 | 0 | Yes | No
Unknown | 20 RINGNECK LN | Newport | Vermont | 5855 | 435-136-14282 |  |  | 44.9626 | -72.1955 |  |  | Unknown | Unknown | Unknown |  |  | Unknown Material – No Source | HDPE |  | 0.75 | Visual Inspection - Water System | Single Family Residence | No |  | Copper |  |  | Unk_Unknown_Non | 0 | 0 | 1 | 0 | Yes | No
Unknown | 23 RINGNECK LN | Newport | Vermont | 5855 | 435-136-14353 |  |  | 44.9629 | -72.1958 |  |  | Unknown | Unknown | Unknown |  |  | Unknown Material – No Source | Copper |  | 0.75 | Visual Inspection - Water System | Single Family Residence | No |  |  |  |  | Unk_Unknown_Non | 0 | 0 | 1 | 0 | Yes | No
Non-Lead | 33 RIVERVIEW DR | Newport | Vermont | 5855 | 435-136-14622 |  |  | 44.9407 | -72.1904 | 4 |  | Unknown | Unknown | Other | 10/12/1999 |  | Water System/Municipal Records | Copper | 2023 | 0.75 | Visual Inspection - Water System | Single Family Residence | No |  | Copper | PEX |  | Non_Unknown_Non | 0 | 0 | 0 | 1 | Yes | No
Non-Lead | 34 ROBERGE ST | Newport | Vermont | 5855 | 435-136-14429 |  |  | 44.9313 | -72.2272 | 4 |  | No | No | Copper | 1980 |  | Water System/Municipal Records | HDPE |  | 1 | Visual Inspection - Water System | Single Family Residence | No |  |  |  |  | Non_No_Non | 0 | 0 | 0 | 1 | Yes | No
Non-Lead | 58 ROBERGE ST | Newport | Vermont | 5855 | 435-136-15525 |  |  | 44.9313 | -72.2268 | 4 |  | No | No | Copper | 1980 |  | Water System/Municipal Records | HDPE |  | 1 | Visual Inspection - Water System | Single Family Residence | No |  | Copper |  |  | Non_No_Non | 0 | 0 | 0 | 1 | Yes | No
Non-Lead | 80 ROBERGE ST | Newport | Vermont | 5855 | 435-136-15743 |  |  | 44.9312 | -72.2263 | 4 |  | No | No | Copper | 1980 |  | Water System/Municipal Records | HDPE |  | 1 | Visual Inspection - Water System | Single Family Residence | No |  | Copper |  |  | Non_No_Non | 0 | 0 | 0 | 1 | Yes | No
Non-Lead | 95 ROBERGE ST | Newport | Vermont | 5855 | 435-136-15649 |  |  | 44.9314 | -72.2259 | 4 |  | No | No | Copper | 1980 |  | Water System/Municipal Records | Copper |  | 0.75 | Visual Inspection - Water System | Single Family Residence | No |  | Copper |  |  | Non_No_Non | 0 | 0 | 0 | 1 | Yes | No
GRR | 35 SCHOOL ST | Newport | Vermont | 5855 | 435-136-14524 |  |  | 44.9353 | -72.2124 | 8 |  | Unknown | Unknown | Copper | 07/19/2001 |  | Water System/Municipal Records | Galvanized Iron/Steel |  | 0.75 | Visual Inspection - Water System | Single Family Residence | No |  |  |  |  | Non_Unknown_GRR | 0 | 1 | 0 | 0 | Yes | Yes
Unknown | 41 SCHOOL ST | Newport | Vermont | 5855 | 435-136-15131 |  |  | 44.9354 | -72.2125 | 8 |  | No | Unknown | Copper | 07/19/2001 | 0.75 | Water System/Municipal Records | Unknown |  |  | Unknown Material – No Source |  | No |  |  |  |  | Non_Unknown_Unk | 0 | 0 | 1 | 0 | Yes | No
GRR | 65 SCHOOL ST | Newport | Vermont | 5855 | 435-136-16170 |  |  | 44.9357 | -72.2128 | 8 |  | Unknown | Unknown | Copper | 07/29/2001 | 2 | Water System/Municipal Records | Galvanized Iron/Steel |  | 2 | Visual Inspection - Water System | School | No |  |  |  |  | Non_Unknown_GRR | 0 | 1 | 0 | 0 | Yes | Yes
Unknown | 70 SCHOOL ST | Newport | Vermont | 5855 | 435-136-16034 |  |  | 44.9358 | -72.2123 | 8 |  | No | Unknown | Copper | 07/18/2001 | 0.75 | Water System/Municipal Records | Unknown |  |  | Unknown Material – No Source |  | No |  |  |  |  | Non_Unknown_Unk | 0 | 0 | 1 | 0 | Yes | No
Unknown | 74 SCHOOL ST | Newport | Vermont | 5855 | 435-136-15070 |  |  | 44.936 | -72.2125 | 8 |  | No | Unknown | Copper | 07/17/2001 | 0.75 | Water System/Municipal Records | Unknown |  |  | Unknown Material – No Source |  | No |  |  |  |  | Non_Unknown_Unk | 0 | 0 | 1 | 0 | Yes | No
Unknown | 83 SCHOOL ST | Newport | Vermont | 5855 | 435-136-15085 |  |  | 44.9359 | -72.2129 | 8 |  | No | Unknown | Copper | 07/23/2001 | 0.75 | Water System/Municipal Records | Unknown |  |  | Unknown Material – No Source |  | No |  |  |  |  | Non_Unknown_Unk | 0 | 0 | 1 | 0 | Yes | No
Unknown | 96 SCHOOL ST | Newport | Vermont | 5855 | 435-136-15025 |  |  | 44.9363 | -72.2126 | 8 |  | No | Unknown | Copper | 07/18/2001 | 0.75 | Water System/Municipal Records | Unknown |  |  | Unknown Material – No Source |  | No |  |  |  |  | Non_Unknown_Unk | 0 | 0 | 1 | 0 | Yes | No
GRR | 97 SCHOOL ST | Newport | Vermont | 5855 | 435-136-15987 |  |  | 44.9361 | -72.213 | 8 |  | Unknown | Unknown | Copper | 07/20/2001 | 0.75 | Water System Maps/Drawings | Galvanized Iron/Steel |  | 0.75 | Visual Inspection - Water System | Single Family Residence | No |  |  |  |  | Non_Unknown_GRR | 0 | 1 | 0 | 0 | Yes | Yes
Unknown | 171 SCOTT FARM RD | Newport | Vermont | 5855 | 435-136-15954 |  |  | 44.9543 | -72.2114 |  |  | Unknown | Unknown | Unknown |  |  | Unknown Material – No Source | Unknown |  |  | Unknown Material – No Source |  | No |  |  |  |  | Unk_Unknown_Unk | 0 | 0 | 1 | 0 | Yes | No
Unknown | 100 SCOTTSDALE RD | Newport | Vermont | 5855 | 435-136-15942 |  |  | 44.9363 | -72.2256 |  |  | Unknown | Unknown | Unknown |  |  | Unknown Material – No Source | HDPE |  | 0.75 | Visual Inspection - Water System | Single Family Residence | No |  | Copper |  |  | Unk_Unknown_Non | 0 | 0 | 1 | 0 | Yes | No
Unknown | 115 SCOTTSDALE RD | Newport | Vermont | 5855 | 435-136-14481 |  |  | 44.9359 | -72.2255 |  |  | Unknown | Unknown | Unknown |  |  | Unknown Material – No Source | HDPE |  | 0.75 | Visual Inspection - Water System | Single Family Residence | No |  |  |  |  | Unk_Unknown_Non | 0 | 0 | 1 | 0 | Yes | No
Unknown | 13 SCOTTSDALE RD | Newport | Vermont | 5855 | 435-136-14333 |  |  | 44.9372 | -72.2249 |  |  | Unknown | Unknown | Unknown |  |  | Unknown Material – No Source | Copper |  | 0.75 | Visual Inspection - Water System | Single Family Residence | No |  |  |  |  | Unk_Unknown_Non | 0 | 0 | 1 | 0 | Yes | No
Unknown | 131 SCOTTSDALE RD | Newport | Vermont | 5855 | 435-136-16233 |  |  | 44.9359 | -72.2259 |  |  | Unknown | Unknown | Unknown |  |  | Unknown Material – No Source | Copper |  | 0.75 | Visual Inspection - Water System | Single Family Residence | No |  |  |  |  | Unk_Unknown_Non | 0 | 0 | 1 | 0 | Yes | No
Unknown | 136 SCOTTSDALE RD | Newport | Vermont | 5855 | 435-136-14613 |  |  | 44.9363 | -72.226 |  |  | Unknown | Unknown | Unknown |  |  | Unknown Material – No Source | Copper |  | 0.5 | Visual Inspection - Water System | Single Family Residence | No |  |  |  |  | Unk_Unknown_Non | 0 | 0 | 1 | 0 | Yes | No
Unknown | 14 SCOTTSDALE RD | Newport | Vermont | 5855 | 435-136-15675 |  |  | 44.9373 | -72.2255 |  |  | Unknown | Unknown | Unknown |  |  | Unknown Material – No Source | HDPE |  | 0.75 | Visual Inspection - Water System | Single Family Residence | No |  | Copper |  |  | Unk_Unknown_Non | 0 | 0 | 1 | 0 | Yes | No
Unknown | 153 SCOTTSDALE RD | Newport | Vermont | 5855 | 435-136-15262 |  |  | 44.9359 | -72.2263 |  |  | Unknown | Unknown | Unknown |  |  | Unknown Material – No Source | HDPE |  | 0.75 | Visual Inspection - Water System | Single Family Residence | No |  |  |  |  | Unk_Unknown_Non | 0 | 0 | 1 | 0 | Yes | No
Non-Lead | 163 SCOTTSDALE RD | Newport | Vermont | 5855 | 435-136-16329 |  |  | 44.9363 | -72.2266 |  |  | Unknown | Unknown | Other | 2023 |  | Local Codes/Regulations | HDPE | 2023 | 0.75 | Visual Inspection - Water System | Single Family Residence | No |  | Copper |  |  | Non_Unknown_Non | 0 | 0 | 0 | 1 | Yes | No
Non-Lead | 169 SCOTTSDALE RD | Newport | Vermont | 5855 | 435-136-14582 |  |  | 44.9365 | -72.227 | 10 |  | No | Unknown | Copper | 9/17/1993 | 0.75 | Water System/Municipal Records | Copper |  | 0.75 | Visual Inspection - Water System | Single Family Residence | No |  |  |  |  | Non_Unknown_Non | 0 | 0 | 0 | 1 | Yes | No
Unknown | 186 SCOTTSDALE RD | Newport | Vermont | 5855 | 435-136-15805 |  |  | 44.9365 | -72.2263 |  |  | Unknown | Unknown | Unknown |  |  | Unknown Material – No Source | HDPE |  | 0.75 | Visual Inspection - Water System | Single Family Residence | No |  | Copper |  |  | Unk_Unknown_Non | 0 | 0 | 1 | 0 | Yes | No
Unknown | 202 SCOTTSDALE RD | Newport | Vermont | 5855 | 435-136-14769 |  |  | 44.9367 | -72.2263 |  |  | Unknown | Unknown | Unknown |  |  | Unknown Material – No Source | HDPE |  | 0.75 | Visual Inspection - Water System | Single Family Residence | No |  |  |  |  | Unk_Unknown_Non | 0 | 0 | 1 | 0 | Yes | No
Unknown | 213 SCOTTSDALE RD | Newport | Vermont | 5855 | 435-136-15814 |  |  | 44.9368 | -72.227 |  |  | Unknown | Unknown | Unknown | 9/28/1976 |  | Unknown Material – No Source | Copper |  | 0.75 | Visual Inspection - Water System | Single Family Residence | No |  | Copper |  |  | Unk_Unknown_Non | 0 | 0 | 1 | 0 | Yes | No
Unknown | 216 SCOTTSDALE RD | Newport | Vermont | 5855 | 435-136-15777 |  |  | 44.9368 | -72.2262 |  |  | Unknown | Unknown | Unknown |  |  | Unknown Material – No Source | HDPE |  | 0.75 | Visual Inspection - Water System | Single Family Residence | No |  |  |  |  | Unk_Unknown_Non | 0 | 0 | 1 | 0 | Yes | No
Unknown | 254 SCOTTSDALE RD | Newport | Vermont | 5855 | 435-136-14571 |  |  | 44.9371 | -72.226 |  |  | Unknown | Unknown | Unknown |  |  | Unknown Material – No Source | HDPE |  | 0.75 | Visual Inspection - Water System | Single Family Residence | No |  |  |  |  | Unk_Unknown_Non | 0 | 0 | 1 | 0 | Yes | No
Unknown | 26 SCOTTSDALE RD | Newport | Vermont | 5855 | 435-136-14565 |  |  | 44.9371 | -72.2253 |  |  | Unknown | Unknown | Unknown |  |  | Unknown Material – No Source | Unknown |  |  | Unknown Material – No Source |  | No |  |  |  |  | Unk_Unknown_Unk | 0 | 0 | 1 | 0 | Yes | No
Unknown | 262 SCOTTSDALE RD | Newport | Vermont | 5855 | 435-136-14459 |  |  | 44.9374 | -72.226 |  |  | Unknown | Unknown | Unknown |  |  | Unknown Material – No Source | HDPE |  | 0.75 | Visual Inspection - Water System | Single Family Residence | No |  |  |  |  | Unk_Unknown_Non | 0 | 0 | 1 | 0 | Yes | No
Unknown | 274 SCOTTSDALE RD | Newport | Vermont | 5855 | 435-136-14823 |  |  | 44.9376 | -72.2267 | Other |  | No | Unknown | Copper |  |  | Water System/Municipal Records | Unknown |  |  | Unknown Material – No Source |  | No |  |  |  |  | Non_Unknown_Unk | 0 | 0 | 1 | 0 | Yes | No
Unknown | 37 SCOTTSDALE RD | Newport | Vermont | 5855 | 435-136-14889 |  |  | 44.9369 | -72.2249 |  |  | Unknown | Unknown | Unknown |  |  | Unknown Material – No Source | HDPE |  | 0.75 | Visual Inspection - Water System | Single Family Residence | No |  |  |  |  | Unk_Unknown_Non | 0 | 0 | 1 | 0 | Yes | No
Unknown | 40 SCOTTSDALE RD | Newport | Vermont | 5855 | 435-136-16017 |  |  | 44.9368 | -72.2254 |  |  | Unknown | Unknown | Unknown |  |  | Unknown Material – No Source | Copper |  | 0.75 | Visual Inspection - Water System | Single Family Residence | No |  |  |  |  | Unk_Unknown_Non | 0 | 0 | 1 | 0 | Yes | No
Unknown | 58 SCOTTSDALE RD | Newport | Vermont | 5855 | 435-136-15842 |  |  | 44.9365 | -72.2252 |  |  | Unknown | Unknown | Unknown |  |  | Unknown Material – No Source | HDPE |  | 0.75 | Visual Inspection - Water System | Single Family Residence | No |  |  |  |  | Unk_Unknown_Non | 0 | 0 | 1 | 0 | Yes | No
Unknown | 71 SCOTTSDALE RD | Newport | Vermont | 5855 | 435-136-14373 |  |  | 44.9366 | -72.2247 |  |  | Unknown | Unknown | Unknown |  |  | Unknown Material – No Source | Copper |  | 0.75 | Visual Inspection - Water System | Single Family Residence | No |  | Copper |  |  | Unk_Unknown_Non | 0 | 0 | 1 | 0 | Yes | No
Unknown | 79 SCOTTSDALE RD | Newport | Vermont | 5855 | 435-136-15028 |  |  | 44.9364 | -72.2248 |  |  | Unknown | Unknown | Unknown |  |  | Unknown Material – No Source | HDPE |  | 0.75 | Visual Inspection - Water System | Single Family Residence | No |  | Copper |  |  | Unk_Unknown_Non | 0 | 0 | 1 | 0 | Yes | No
Unknown | 95 SCOTTSDALE RD | Newport | Vermont | 5855 | 435-136-15943 |  |  | 44.936 | -72.2251 |  |  | Unknown | Unknown | Unknown |  |  | Unknown Material – No Source | HDPE |  | 0.75 | Visual Inspection - Water System | Single Family Residence | No |  | PEX |  |  | Unk_Unknown_Non | 0 | 0 | 1 | 0 | Yes | No
Non-Lead | 100 SECOND ST | Newport | Vermont | 5855 | 435-136-16212 |  |  | 44.934 | -72.2096 | 8 |  | Unknown | Unknown | Copper | 08/04/1999 | 0.75 | Water System/Municipal Records | Copper |  | 0.75 | Visual Inspection - Water System | Multi-family residence | No |  |  |  |  | Non_Unknown_Non | 0 | 0 | 0 | 1 | Yes | No
Non-Lead | 107 SECOND ST | Newport | Vermont | 5855 | 435-136-16096 |  |  | 44.9341 | -72.2091 | 8 |  | Unknown | Unknown | Copper | 08/3/1999 | 0.75 | Water System/Municipal Records | Copper |  | 0.75 | Visual Inspection - Water System | Multi-family residence | No |  |  |  |  | Non_Unknown_Non | 0 | 0 | 0 | 1 | Yes | No
Unknown | 112 SECOND ST | Newport | Vermont | 5855 | 435-136-16161 | [6 empty] | Unknown | Unknown | Copper | 1999 |  | Water System/Municipal Records | Unknown |  |  | Unknown Material – No Source |  | No |  |  |  |  | Non_Unknown_Unk | 0 | 0 | 1 | 0 | Yes | No
Non-Lead | 115 SECOND ST | Newport | Vermont | 5855 | 435-136-15278 |  |  | 44.934 | -72.209 | 8 |  | Unknown | Unknown | Copper | 08/05/1999 | 0.75 | Water System/Municipal Records | Copper |  | 0.75 | Visual Inspection - Water System | Business/Commercial | No |  |  |  |  | Non_Unknown_Non | 0 | 0 | 0 | 1 | Yes | No
Non-Lead | 143 SECOND ST | Newport | Vermont | 5855 | 435-136-15280 |  |  | 44.9338 | -72.2085 | 8 |  | Unknown | Unknown | Copper | 08/05/1999 | 0.75 | Water System/Municipal Records | Copper |  | 0.75 | Visual Inspection - Water System | Multi-family residence | No |  |  |  |  | Non_Unknown_Non | 0 | 0 | 0 | 1 | Yes | No
Unknown | 147 SECOND ST | Newport | Vermont | 5855 | 435-136-15736 |  |  | 44.9336 | -72.2089 |  |  | Unknown | Unknown | Copper | 8/4/1999 |  | Water System/Municipal Records | Unknown |  |  | Unknown Material – No Source |  | No |  |  |  |  | Non_Unknown_Unk | 0 | 0 | 1 | 0 | Yes | No
GRR | 152 SECOND ST | Newport | Vermont | 5855 | 435-136-16210 |  |  | 44.9333 | -72.209 | 6 |  | Unknown | Unknown | Copper | 1999 | 0.75 | Water System/Municipal Records | Galvanized Iron/Steel |  | 0.5 | Visual Inspection - Water System | Single Family Residence | No |  |  |  |  | Non_Unknown_GRR | 0 | 1 | 0 | 0 | Yes | Yes
Non-Lead | 167 SECOND ST | Newport | Vermont | 5855 | 435-136-16042 |  |  | 44.9331 | -72.2087 | 6 |  | Unknown | Unknown | Copper | 08/10/1999 | 0.75 | Water System/Municipal Records | Copper |  | 0.75 | Visual Inspection - Water System | Multi-family residence | No |  |  |  |  | Non_Unknown_Non | 0 | 0 | 0 | 1 | Yes | No
Unknown | 32 SECOND ST | Newport | Vermont | 5855 | 435-136-15660 |  |  | 44.935 | -72.21 | 8 |  | Unknown | Unknown | Copper | 1999 |  | Water System/Municipal Records | Unknown |  |  | Unknown Material – No Source |  | No |  |  |  |  | Non_Unknown_Unk | 0 | 0 | 1 | 0 | Yes | No
GRR | 44 SECOND ST | Newport | Vermont | 5855 | 435-136-14843 |  |  | 44.9349 | -72.2102 |  |  | Unknown | Unknown | Copper | 1999 |  | Water System/Municipal Records | Galvanized Iron/Steel |  |  | Visual Inspection - Water System | Business/Commercial | No |  |  |  |  | Non_Unknown_GRR | 0 | 1 | 0 | 0 | Yes | Yes
Unknown | 57 SECOND ST | Newport | Vermont | 5855 | 435-136-15760 |  |  | 44.9349 | -72.2094 |  |  | Yes | Unknown | Other | 1999 |  | Water System/Municipal Records | Unknown |  |  | Unknown Material – No Source |  | No |  |  |  |  | Non_Unknown_Unk | 0 | 0 | 1 | 0 | Yes | No
GRR | 58 SECOND ST | Newport | Vermont | 5855 | 435-136-14626 |  |  | 44.9348 | -72.2099 |  |  | Unknown | Unknown | Copper | 1999 |  | Water System/Municipal Records | Galvanized Iron/Steel |  | 0.75 | Visual Inspection - Water System | Single Family Residence | No |  |  |  |  | Non_Unknown_GRR | 0 | 1 | 0 | 0 | Yes | Yes
Unknown | 69 SECOND ST | Newport | Vermont | 5855 | 435-136-14976 |  |  | 44.9348 | -72.2094 |  |  | Unknown | Unknown | Copper | 1999 |  | Water System/Municipal Records | Unknown |  |  | Unknown Material – No Source |  | No |  |  |  |  | Non_Unknown_Unk | 0 | 0 | 1 | 0 | Yes | No
GRR | 83 SECOND ST | Newport | Vermont | 5855 | 435-136-14708 |  |  | 44.9347 | -72.2093 | 8 |  | No | Unknown | Copper | 8/21/1999 | 1 | Water System/Municipal Records | Galvanized Iron/Steel |  | 0.75 | Visual Inspection - Water System | Business/Commercial | No |  |  |  |  | Non_Unknown_GRR | 0 | 1 | 0 | 0 | Yes | Yes
Unknown | 84 SECOND ST | Newport | Vermont | 5855 | 435-136-16182 |  |  | 44.9345 | -72.2098 |  |  | Unknown | Unknown | Other | 1999 |  | Water System/Municipal Records | Unknown |  |  | Unknown Material – No Source |  | No |  |  |  |  | Non_Unknown_Unk | 0 | 0 | 1 | 0 | Yes | No
Non-Lead | 88 SECOND ST | Newport | Vermont | 5855 | 435-136-15472 |  |  | 44.9343 | -72.2098 | 6 |  | Unknown | Unknown | Other | 1999 | 0.75 | Water System/Municipal Records | Copper |  | 2 | Visual Inspection - Water System | Multi-family residence | No |  | Copper |  |  | Non_Unknown_Non | 0 | 0 | 0 | 1 | Yes | No
Non-Lead | 111 SEVERENS DR | Newport | Vermont | 5855 | 435-136-15224 |  |  | 44.9472 | -72.1907 | 6 |  | No | Unknown | Other | 08/05/2003 | 0.5 | Water System/Municipal Records | Copper |  | 0.75 | Visual Inspection - Water System | Single Family Residence | No |  |  |  |  | Non_Unknown_Non | 0 | 0 | 0 | 1 | Yes | No
Non-Lead | 36 SEVERENS DR | Newport | Vermont | 5855 | 435-136-16178 |  |  | 44.9467 | -72.1922 | 6 |  | Unknown | Unknown | Other | 2003 |  | Water System/Municipal Records | Copper |  | 0.5 | Visual Inspection - Water System |  | No |  | Copper |  |  | Non_Unknown_Non | 0 | 0 | 0 | 1 | Yes | No
GRR | 41 SEVERENS DR | Newport | Vermont | 5855 | 435-136-15353 |  |  | 44.9471 | -72.1921 | 6 |  | Unknown | Unknown | Other | 2003 |  | Water System/Municipal Records | Galvanized Iron/Steel |  | 0.75 | Visual Inspection - Water System | Single Family Residence | No |  | Copper |  |  | Non_Unknown_GRR | 0 | 1 | 0 | 0 | Yes | Yes
Unknown | 65 SEVERENS DR | Newport | Vermont | 5855 | 435-136-14549 |  |  | 44.9472 | -72.1918 | 6 |  | No | Unknown | Other | 08/05/2003 |  | Water System/Municipal Records | Unknown |  |  | Unknown Material – No Source |  | No |  |  |  |  | Non_Unknown_Unk | 0 | 0 | 1 | 0 | Yes | No
Non-Lead | 89 SEVERENS DR | Newport | Vermont | 5855 | 435-136-14374 |  |  | 44.9472 | -72.1911 | 6 |  | No | Unknown | Copper | 08/05/2003 | 0.75 | Water System/Municipal Records | Copper |  | 0.5 | Visual Inspection - Water System | Single Family Residence | No |  |  |  |  | Non_Unknown_Non | 0 | 0 | 0 | 1 | Yes | No
Non-Lead | 101 SEYMOUR LN | Newport | Vermont | 5855 | 435-136-14307 |  |  | 44.9362 | -72.2102 | 4 |  | No | Unknown | Other | 07/23/2006 | 0.5 | Water System/Municipal Records | Copper |  |  | Visual Inspection - Water System | Multi-family residence | No |  |  |  |  | Non_Unknown_Non | 0 | 0 | 0 | 1 | Yes | No
Unknown | 102 SEYMOUR LN | Newport | Vermont | 5855 | 435-136-14359 |  |  | 44.9366 | -72.2105 | 4 |  | No | Unknown | Copper | 2006 | 0.75 | Water System Maps/Drawings | Unknown |  |  | Unknown Material – No Source |  | No |  |  |  |  | Non_Unknown_Unk | 0 | 0 | 1 | 0 | Yes | No
Unknown | 111 SEYMOUR LN | Newport | Vermont | 5855 | 435-136-15224 |  |  | 44.9473 | -72.1908 | 4 |  | No | Unknown | Copper | 07/21/2006 | 0.75 | Water System/Municipal Records | Unknown |  |  | Unknown Material – No Source |  | No |  |  |  |  | Non_Unknown_Unk | 0 | 0 | 1 | 0 | Yes | No
Non-Lead | 55 SEYMOUR LN | Newport | Vermont | 5855 | 435-136-16037 |  |  | 44.9365 | -72.2093 | 4 |  | No | Unknown | Copper | 07/19/2006 | 0.75 | Water System/Municipal Records | Copper |  | 0.75 | Visual Inspection - Water System | Business/Commercial | No |  |  |  |  | Non_Unknown_Non | 0 | 0 | 0 | 1 | Yes | No
Non-Lead | 62 SEYMOUR LN | Newport | Vermont | 5855 | 435-136-16035 |  |  | 44.9366 | -72.2097 | 4 |  | No | Unknown | Copper | 07/19/2006 | 0.75 | Water System/Municipal Records | Copper |  | 0.75 | Visual Inspection - Water System | Multi-family residence | No |  |  |  |  | Non_Unknown_Non | 0 | 0 | 0 | 1 | Yes | No
Non-Lead | 71 SEYMOUR LN - APTS | Newport | Vermont | 5855 | 435-136-16038 |  |  | 44.9363 | -72.2096 | 4 |  | No | Unknown | Copper | 07/20/2006 | 0.75 | Water System/Municipal Records | Copper |  | 1 | Visual Inspection - Water System | Multi-family residence | No |  |  |  |  | Non_Unknown_Non | 0 | 0 | 0 | 1 | Yes | No
Unknown | 71 SEYMOUR LN | Newport | Vermont | 5855 | 435-136-16038 |  |  | 44.9365 | -72.2096 | 4 |  | No | Unknown | Unknown | 3/15/1960 |  | Unknown Material – No Source | Unknown |  |  | Unknown Material – No Source | Business/Commercial | No |  |  |  |  | Unk_Unknown_Unk | 0 | 0 | 1 | 0 | Yes | No
Unknown | 72 SEYMOUR LN | Newport | Vermont | 5855 | 435-136-14956 |  |  | 44.9368 | -72.2097 | 4 |  | No | Unknown | Copper | 07/20/2006 | 0.75 | Water System/Municipal Records | Unknown |  |  | Unknown Material – No Source | Business/Commercial | No |  |  |  |  | Non_Unknown_Unk | 0 | 0 | 1 | 0 | Yes | No
GRR | 82 SEYMOUR LN | Newport | Vermont | 5855 | 435-136-15930 |  |  | 44.9369 | -72.2101 | 4 |  | No | Unknown | Other | 07/23/2006 |  | Water System/Municipal Records | Galvanized Iron/Steel |  | 0.75 | Visual Inspection - Water System | Multi-family residence | No |  |  |  |  | Non_Unknown_GRR | 0 | 1 | 0 | 0 | Yes | Yes
Non-Lead | 89 SEYMOUR LN | Newport | Vermont | 5855 | 435-136-16039 |  |  | 44.9363 | -72.2099 | 4 |  | No | Unknown | Other | 07/23/2006 |  | Water System/Municipal Records | Copper |  |  | Visual Inspection - Water System | Multi-family residence | No |  |  |  |  | Non_Unknown_Non | 0 | 0 | 0 | 1 | Yes | No
Non-Lead | 90 SEYMOUR LN | Newport | Vermont | 5855 | 435-136-15403 |  |  | 44.9364 | -72.2103 | 4 |  | No | Unknown | Other | 07/24/2006 |  | Water System/Municipal Records | Copper |  | 0.5 | Visual Inspection - Water System | Single Family Residence | No |  |  |  |  | Non_Unknown_Non | 0 | 0 | 0 | 1 | Yes | No
Unknown | 40 SHORT BLUFF RD | Newport | Vermont | 5855 | 435-136-14592 |  |  | 44.9473 | -72.2005 |  |  | No | Unknown | Unknown |  |  | Unknown Material – No Source | Copper |  | 0.75 | Visual Inspection - Water System | Single Family Residence | No |  |  |  |  | Unk_Unknown_Non | 0 | 0 | 1 | 0 | Yes | No
Non-Lead | 5 SHORT BLUFF RD | Newport | Vermont | 5855 | 435-136-14841 |  |  | 44.947 | -72.1998 | 8 |  | No | Unknown | Copper | 8/17/1995 | 0.5 | Water System/Municipal Records | Copper |  | 0.75 | Visual Inspection - Water System | Business/Commercial | No |  | Copper |  |  | Non_Unknown_Non | 0 | 0 | 0 | 1 | Yes | No
Non-Lead | 26 SHORT SPRING ST | Newport | Vermont | 5855 | 435-136-16285 |  |  | 44.9418 | -72.1978 | 1 |  | No | Unknown | Copper | 7/12/2000 | 0.75 | Water System/Municipal Records | Copper |  | 0.75 | Visual Inspection - Water System | Single Family Residence | No |  | Copper |  |  | Non_Unknown_Non | 0 | 0 | 0 | 1 | Yes | No
Unknown | 27 SHORT SPRING ST | Newport | Vermont | 5855 | 435-136-14842 |  |  | 44.9417 | -72.1979 | 1 |  | No | Unknown | Copper | 7/12/2000 | 0.75 | Water System/Municipal Records | Unknown |  |  | Unknown Material – No Source |  | No |  |  |  |  | Non_Unknown_Unk | 0 | 0 | 1 | 0 | Yes | No
Unknown | 34 SHORT SPRING ST | Newport | Vermont | 5855 | 435-136-14722 |  |  | 44.942 | -72.1981 |  |  | No | Unknown | Copper | 7/12/2000 | 0.75 | Water System/Municipal Records | Unknown |  |  | Unknown Material – No Source |  | No |  |  |  |  | Non_Unknown_Unk | 0 | 0 | 1 | 0 | Yes | No
Non-Lead | 7 SHORT SPRING ST | Newport | Vermont | 5855 | 435-136-15424 |  |  | 44.9416 | -72.1974 | 1 |  | No | Unknown | Copper | 7/11/2000 | 0.75 | Water System/Municipal Records | HDPE |  | 0.75 | Visual Inspection - Water System | Single Family Residence | No |  |  |  |  | Non_Unknown_Non | 0 | 0 | 0 | 1 | Yes | No
Non-Lead | 16 SHORT ST | Newport | Vermont | 5855 | 435-136-16063 |  |  | 44.9339 | -72.2108 | 6 |  | Unknown | Unknown | Copper | 09/01/1999 | 0.75 | Water System/Municipal Records | Copper |  | 0.75 | Visual Inspection - Water System | Single Family Residence | No |  |  |  |  | Non_Unknown_Non | 0 | 0 | 0 | 1 | Yes | No
Non-Lead | 19 SHORT ST | Newport | Vermont | 5855 | 435-136-16061 |  |  | 44.934 | -72.2105 | 6 |  | Unknown | Unknown | Copper | 09/01/1999 | 0.75 | Water System/Municipal Records | Copper |  | 0.75 | Visual Inspection - Water System | Multi-family residence | No |  |  |  |  | Non_Unknown_Non | 0 | 0 | 0 | 1 | Yes | No
Unknown | 24 SHORT ST | Newport | Vermont | 5855 | 435-136-16062 |  |  | 44.934 | -72.2104 |  |  | No | Unknown | Copper | 9/1/1999 | 0.75 | Water System/Municipal Records | Unknown |  |  | Unknown Material – No Source | Multi-family residence | No |  |  |  |  | Non_Unknown_Unk | 0 | 0 | 1 | 0 | Yes | No
Unknown | 110 SIAS AVE | Newport | Vermont | 5855 | 435-136-14999 |  |  | 44.9447 | -72.1931 |  |  | Unknown | Unknown | Other | 4/23/1997 |  | Water System/Municipal Records | Unknown |  |  | Unknown Material – No Source |  | No |  |  |  |  | Non_Unknown_Unk | 0 | 0 | 1 | 0 | Yes | No
Non-Lead | 166 SIAS AVE | Newport | Vermont | 5855 | 435-136-15610 |  |  | 44.945 | -72.1922 |  |  | Unknown | Unknown | Other |  | Unknown | Other - Source Reported in Summary | Other |  | 8 | Visual Inspection - Water System | School | No |  |  |  |  | Non_Unknown_Non | 0 | 0 | 0 | 1 | Yes | No
GRR | 172 SIAS AVE | Newport | Vermont | 5855 | 435-136-16019 |  |  | 44.9456 | -72.1927 |  |  | No | Unknown | Copper | 5/18/1993 | 0.75 | Water System/Municipal Records | Galvanized Iron/Steel |  | 0.75 | Visual Inspection - Water System | Single Family Residence | No |  |  |  |  | Non_Unknown_GRR | 0 | 1 | 0 | 0 | Yes | Yes
Non-Lead | 181 SIAS AVE | Newport | Vermont | 5855 | 435-136-15778 |  |  | 44.9459 | -72.1937 |  |  | No | Unknown | Copper | 8/27/1996 | 0.5 | Water System/Municipal Records | Copper |  | 0.75 | Visual Inspection - Water System | Single Family Residence | No |  |  |  |  | Non_Unknown_Non | 0 | 0 | 0 | 1 | Yes | No
Unknown | 192 SIAS AVE | Newport | Vermont | 5855 | 435-136-16241 |  |  | 44.9461 | -72.1929 | 4 |  | Unknown | Unknown | Unknown | 11/18/1959 | 0.5 | Unknown Material – No Source | Copper |  | 0.5 | Visual Inspection - Water System | Single Family Residence | No |  |  |  |  | Unk_Unknown_Non | 0 | 0 | 1 | 0 | Yes | No
Unknown | 215 SIAS AVE | Newport | Vermont | 5855 | 435-136-15149 |  |  | 44.9463 | -72.1933 |  |  | Unknown | Unknown | Unknown |  |  | Unknown Material – No Source | Copper |  | 0.5 | Visual Inspection - Water System | Single Family Residence | No |  |  |  |  | Unk_Unknown_Non | 0 | 0 | 1 | 0 | Yes | No
Unknown | 220 SIAS AVE | Newport | Vermont | 5855 | 435-136-14757 |  |  | 44.9462 | -72.1924 |  |  | Unknown | Unknown | Unknown | 4/6/1960 | 0.5 | Unknown Material – No Source | Copper |  | 0.75 | Visual Inspection - Water System | Single Family Residence | No |  |  |  |  | Unk_Unknown_Non | 0 | 0 | 1 | 0 | Yes | No
Unknown | 235 SIAS AVE | Newport | Vermont | 5855 | 435-136-15408 |  |  | 44.9465 | -72.1933 |  |  | Unknown | Unknown | Unknown | 2/1/1960 |  | Unknown Material – No Source | Copper |  | 0.75 | Visual Inspection - Water System | Single Family Residence | No |  |  |  |  | Unk_Unknown_Non | 0 | 0 | 1 | 0 | Yes | No
GRR | 240 SIAS AVE | Newport | Vermont | 5855 | 435-136-14523 |  |  | 44.9464 | -72.1928 |  |  | No | Unknown | Copper | 5/24/1993 | 0.5 | Water System/Municipal Records | Galvanized Iron/Steel |  | 0.5 | Visual Inspection - Water System | Single Family Residence | No |  |  |  |  | Non_Unknown_GRR | 0 | 1 | 0 | 0 | Yes | Yes
Unknown | 248 SIAS AVE | Newport | Vermont | 5855 | 435-136-15922 |  |  | 44.9468 | -72.1927 |  |  | Unknown | Unknown | Unknown | 4/6/1960 | 1.5 | Unknown Material – No Source | Copper |  | 0.75 | Visual Inspection - Water System | Single Family Residence | No |  | Copper |  |  | Unk_Unknown_Non | 0 | 0 | 1 | 0 | Yes | No
Unknown | 249 SIAS AVE | Newport | Vermont | 5855 | 435-136-16126 |  |  | 44.9469 | -72.1934 |  |  | Unknown | Unknown | Unknown |  |  | Unknown Material – No Source | Copper |  | 0.75 | Visual Inspection - Water System | Single Family Residence | No |  | Copper |  |  | Unk_Unknown_Non | 0 | 0 | 1 | 0 | Yes | No
Unknown | 267 SIAS AVE | Newport | Vermont | 5855 | 435-136-15418 |  |  | 44.9471 | -72.1933 |  |  | No | Unknown | Copper | 5/27/1993 |  | Water System/Municipal Records | Unknown |  |  | Unknown Material – No Source |  | No |  |  |  |  | Non_Unknown_Unk | 0 | 0 | 1 | 0 | Yes | No
Unknown | 27 SIAS AVE | Newport | Vermont | 5855 | 435-136-15911 |  |  | 44.9438 | -72.1939 |  |  | Unknown | Unknown | Unknown |  |  | Unknown Material – No Source | Unknown |  |  | Unknown Material – No Source |  | No |  |  |  |  | Unk_Unknown_Unk | 0 | 0 | 1 | 0 | Yes | No
GRR | 284 SIAS AVE | Newport | Vermont | 5855 | 435-136-15323 |  |  | 44.9472 | -72.1926 |  |  | Unknown | Unknown | Unknown | 4/6/1960 | 0.5 | Unknown Material – No Source | Galvanized Iron/Steel |  | 0.75 | Visual Inspection - Water System | Single Family Residence | No |  | Copper |  |  | Unk_Unknown_GRR | 0 | 1 | 0 | 0 | Yes | Yes
Unknown | 304 SIAS AVE | Newport | Vermont | 5855 | 435-136-14742 |  |  | 44.9474 | -72.1925 |  |  | Unknown | Unknown | Unknown | 2/20/1960 |  | Unknown Material – No Source | Copper |  | 0.75 | Visual Inspection - Water System | Single Family Residence | No |  |  |  |  | Unk_Unknown_Non | 0 | 0 | 1 | 0 | Yes | No
Non-Lead | 307 SIAS AVE | Newport | Vermont | 5855 | 435-136-15873 |  |  | 44.9475 | -72.1931 |  |  | No | Unknown | Copper | 5/2/1993 | 0.5 | Water System/Municipal Records | Copper |  | 0.75 | Visual Inspection - Water System | Single Family Residence | No |  |  |  |  | Non_Unknown_Non | 0 | 0 | 0 | 1 | Yes | No
Non-Lead | 322 SIAS AVE | Newport | Vermont | 5855 | 435-136-14564 |  |  | 44.9476 | -72.1926 |  |  | Unknown | Unknown | Other | 08/20/2007 |  | Water System/Municipal Records | Copper |  | 0.75 | Visual Inspection - Water System | Single Family Residence | No |  |  |  |  | Non_Unknown_Non | 0 | 0 | 0 | 1 | Yes | No
Non-Lead | 337 SIAS AVE | Newport | Vermont | 5855 | 435-136-15715 |  |  | 44.948 | -72.1929 |  |  | No | Unknown | Copper | 5/26/1993 |  | Water System/Municipal Records | Copper |  | 0.75 | Visual Inspection - Water System | Single Family Residence | No |  |  |  |  | Non_Unknown_Non | 0 | 0 | 0 | 1 | Yes | No
Non-Lead | 352 SIAS AVE | Newport | Vermont | 5855 | 435-136-14811 |  |  | 44.9482 | -72.1925 |  |  | No | Unknown | Other | 08/20/2007 | 0.5 | Water System/Municipal Records | Copper |  | 0.75 | Visual Inspection - Water System | Single Family Residence | No |  |  |  |  | Non_Unknown_Non | 0 | 0 | 0 | 1 | Yes | No
Unknown | 363 SIAS AVE | Newport | Vermont | 5855 | 435-136-14562 |  |  | 44.9485 | -72.1928 |  |  | Unknown | Unknown | Unknown | 4/6/1960 |  | Unknown Material – No Source | Unknown |  |  | Unknown Material – No Source |  | No |  |  |  |  | Unk_Unknown_Unk | 0 | 0 | 1 | 0 | Yes | No
Non-Lead | 379 SIAS AVE | Newport | Vermont | 5855 | 435-136-14918 |  |  | 44.9488 | -72.1928 |  |  | No | Unknown | Copper | 5/26/1993 | 0.5 | Water System/Municipal Records | Copper |  | 0.75 | Visual Inspection - Water System | Single Family Residence | No |  | Copper |  |  | Non_Unknown_Non | 0 | 0 | 0 | 1 | Yes | No
Non-Lead | 380 SIAS AVE | Newport | Vermont | 5855 | 435-136-15420 |  |  | 44.9484 | -72.1923 |  |  | No | Unknown | Copper | 5/25/1993 | 0.5 | Water System/Municipal Records | Copper |  | 0.75 | Visual Inspection - Water System | Single Family Residence | No |  | Copper | Galvanized Iron/Steel |  | Non_Unknown_Non | 0 | 0 | 0 | 1 | Yes | No
GRR | 398 SIAS AVE | Newport | Vermont | 5855 | 435-136-15883 |  |  | 44.9487 | -72.1922 |  |  | No | Unknown | Unknown | 4/6/1960 | 0.75 | Unknown Material – No Source | Galvanized Iron/Steel |  | 0.75 | Visual Inspection - Water System | Single Family Residence | No |  |  |  |  | Unk_Unknown_GRR | 0 | 1 | 0 | 0 | Yes | Yes
GRR | 401 SIAS AVE | Newport | Vermont | 5855 | 435-136-15772 |  |  | 44.9491 | -72.1928 |  |  | No | Unknown | Copper | 5/26/1993 | 0.5 | Water System/Municipal Records | Galvanized Iron/Steel |  | 0.75 | Visual Inspection - Water System | Single Family Residence | No |  |  |  |  | Non_Unknown_GRR | 0 | 1 | 0 | 0 | Yes | Yes
Unknown | 424 SIAS AVE | Newport | Vermont | 5855 | 435-136-15119 |  |  | 44.9493 | -72.1921 |  |  | Unknown | Unknown | Unknown | 11/18/1959 |  | Unknown Material – No Source | Copper |  | 0.5 | Visual Inspection - Water System | Single Family Residence | No |  | Copper |  |  | Unk_Unknown_Non | 0 | 0 | 1 | 0 | Yes | No
Unknown | 431 SIAS AVE | Newport | Vermont | 5855 | 435-136-15267 |  |  | 44.9493 | -72.1928 |  |  | Unknown | Unknown | Unknown | 4/30/1949 | 0.5 | Unknown Material – No Source | Unknown |  | 0.75 | Unknown Material – No Source | Single Family Residence | No |  |  |  |  | Unk_Unknown_Unk | 0 | 0 | 1 | 0 | Yes | No
Unknown | 440 SIAS AVE | Newport | Vermont | 5855 | 435-136-16253 |  |  | 44.9495 | -72.1921 |  |  | No | Unknown | Copper | 10/2/2000 | 0.75 | Water System/Municipal Records | Unknown |  |  | Unknown Material – No Source |  | No |  |  |  |  | Non_Unknown_Unk | 0 | 0 | 1 | 0 | Yes | No
Unknown | 447 SIAS AVE | Newport | Vermont | 5855 | 435-136-14960 |  |  | 44.9496 | -72.1925 |  |  | Unknown | Unknown | Unknown | 4/30/1949 | 0.5 | Unknown Material – No Source | Copper |  | 0.75 | Visual Inspection - Water System | Single Family Residence | No |  |  |  |  | Unk_Unknown_Non | 0 | 0 | 1 | 0 | Yes | No
GRR | 470 SIAS AVE | Newport | Vermont | 5855 | 435-136-14286 |  |  | 44.9499 | -72.1919 |  |  | No | Unknown | Copper | 10/2/2000 | 0.75 | Water System/Municipal Records | Galvanized Iron/Steel |  | 0.75 | Visual Inspection - Water System | Single Family Residence | No |  |  |  |  | Non_Unknown_GRR | 0 | 1 | 0 | 0 | Yes | Yes
GRR | 480 SIAS AVE | Newport | Vermont | 5855 | 435-136-14754 |  |  | 44.9501 | -72.1915 |  |  | No | Unknown | Copper |  | 0.5 | Water System/Municipal Records | Galvanized Iron/Steel |  | 0.75 | Visual Inspection - Water System | Single Family Residence | No |  |  |  |  | Non_Unknown_GRR | 0 | 1 | 0 | 0 | Yes | Yes
Non-Lead | 489 SIAS AVE | Newport | Vermont | 5855 | 435-136-14266 |  |  | 44.9503 | -72.1923 |  |  | No | Unknown | Other | 10/03/2006 | 0.75 | Water System/Municipal Records | Copper |  | 0.75 | Visual Inspection - Water System | Single Family Residence | No |  | Copper |  |  | Non_Unknown_Non | 0 | 0 | 0 | 1 | Yes | No
Unknown | 567 SIAS AVE | Newport | Vermont | 5855 | 435-136-14754 |  |  | 44.9512 | -72.1928 |  |  | Unknown | Unknown | Unknown | 4/7/1960 | 0.5 | Unknown Material – No Source | Copper |  | 0.75 | Visual Inspection - Water System | Single Family Residence | No |  |  |  |  | Unk_Unknown_Non | 0 | 0 | 1 | 0 | Yes | No
Unknown | 573 SIAS AVE | Newport | Vermont | 5855 | 435-136-15696 |  |  | 44.9515 | -72.1917 |  |  | Unknown | Unknown | Unknown | 4/7/1960 | 1 | Unknown Material – No Source | Copper |  | 0.5 | Visual Inspection - Water System | Single Family Residence | No |  |  |  |  | Unk_Unknown_Non | 0 | 0 | 1 | 0 | Yes | No
GRR | 59 SIAS AVE | Newport | Vermont | 5855 | 435-136-15912 |  |  | 44.944 | -72.1939 |  |  | Unknown | Unknown | Unknown | 1984 |  | Unknown Material – No Source | Galvanized Iron/Steel |  | 0.75 | Visual Inspection - Water System | Single Family Residence | No |  |  |  |  | Unk_Unknown_GRR | 0 | 1 | 0 | 0 | Yes | Yes
Non-Lead | 593 SIAS AVE | Newport | Vermont | 5855 | 435-136-16374 |  |  | 44.9518 | -72.1923 |  |  | Unknown | Unknown | Other | 2008 |  | Local Codes/Regulations | HDPE |  | 1 | Visual Inspection - Water System | Single Family Residence | No |  |  |  |  | Non_Unknown_Non | 0 | 0 | 0 | 1 | Yes | No
GRR | 601 SIAS AVE | Newport | Vermont | 5855 | 435-136-15515 |  |  | 44.9517 | -72.1916 |  |  | Unknown | Unknown | Unknown | 10/3/1964 |  | Unknown Material – No Source | Galvanized Iron/Steel |  | 0.75 | Visual Inspection - Water System | Single Family Residence | No |  |  |  |  | Unk_Unknown_GRR | 0 | 1 | 0 | 0 | Yes | Yes
Unknown | 4670 Darling Hill Rd | Derby | Vermont | 5855 | 177-056-10295 |  |  | 44.9522 | -72.1913 |  |  | Unknown | Unknown | Unknown |  |  | Unknown Material – No Source | Copper |  | 2 | Visual Inspection - Water System | Business/Commercial | No |  |  |  |  | Unk_Unknown_Non | 0 | 0 | 1 | 0 | Yes | No
Unknown | 106 SLOAN ST | Newport | Vermont | 5855 | 435-136-14382 |  |  | 44.948 | -72.1981 |  |  | Unknown | Unknown | Unknown |  |  | Unknown Material – No Source | Copper |  | 0.75 | Visual Inspection - Water System | Single Family Residence | No |  | Copper |  |  | Unk_Unknown_Non | 0 | 0 | 1 | 0 | Yes | No
Non-Lead | 113 SLOAN ST | Newport | Vermont | 5855 | 435-136-14589 |  |  | 44.9483 | -72.1979 |  |  | Unknown | Unknown | Other | 5/9/1990 | 0.75 | Water System/Municipal Records | Copper |  | 0.75 | Visual Inspection - Water System | Single Family Residence | No |  |  |  |  | Non_Unknown_Non | 0 | 0 | 0 | 1 | Yes | No
Unknown | 124 SLOAN ST | Newport | Vermont | 5855 | 435-136-15382 |  |  | 44.948 | -72.1977 |  |  | Unknown | Unknown | Unknown |  | 0.75 | Unknown Material – No Source | Copper |  | 0.75 | Visual Inspection - Water System | Single Family Residence | No |  |  |  |  | Unk_Unknown_Non | 0 | 0 | 1 | 0 | Yes | No
Unknown | 127 SLOAN ST | Newport | Vermont | 5855 | 435-136-16249 |  |  | 44.9483 | -72.1976 |  |  | Unknown | Unknown | Unknown |  |  | Unknown Material – No Source | Copper |  | 0.75 | Visual Inspection - Water System | Single Family Residence | No |  |  |  |  | Unk_Unknown_Non | 0 | 0 | 1 | 0 | Yes | No
Unknown | 144 SLOAN ST | Newport | Vermont | 5855 | 435-136-15734 |  |  | 44.9479 | -72.1973 |  |  | Unknown | Unknown | Unknown |  |  | Unknown Material – No Source | Copper |  | 0.75 | Visual Inspection - Water System | Single Family Residence | No |  |  |  |  | Unk_Unknown_Non | 0 | 0 | 1 | 0 | Yes | No
Unknown | 147 SLOAN ST | Newport | Vermont | 5855 | 435-136-15868 |  |  | 44.9485 | -72.1971 |  |  | Unknown | Unknown | Unknown | 07/1968 |  | Unknown Material – No Source | Copper |  |  | Visual Inspection - Other |  | No |  |  |  |  | Unk_Unknown_Non | 0 | 0 | 1 | 0 | Yes | No
Unknown | 168 SLOAN ST | Newport | Vermont | 5855 | 435-136-15780 |  |  | 44.9479 | -72.1968 |  |  | Unknown | Unknown | Unknown | 07/1969 |  | Unknown Material – No Source | Copper |  | 0.5 | Visual Inspection - Water System | Single Family Residence | No |  |  |  |  | Unk_Unknown_Non | 0 | 0 | 1 | 0 | Yes | No
Unknown | 173 SLOAN ST | Newport | Vermont | 5855 | 435-136-15432 | 44.9483 | -72.1966 | 44.9481 | -72.1966 |  |  | Unknown | Unknown | Unknown |  |  | Unknown Material – No Source | Copper |  | 0.75 | Visual Inspection - Water System | Single Family Residence | No | No | Copper |  |  | Unk_Unknown_Non | 0 | 0 | 1 | 0 | Yes | No
Unknown | 184 SLOAN ST | Newport | Vermont | 5855 | 435-136-16199 |  |  | 44.9479 | -72.1964 |  |  | Unknown | Unknown | Unknown |  |  | Unknown Material – No Source | Copper |  | 0.5 | Visual Inspection - Water System | Single Family Residence | No |  | PEX |  |  | Unk_Unknown_Non | 0 | 0 | 1 | 0 | Yes | No
Unknown | 197 SLOAN ST | Newport | Vermont | 5855 | 435-136-14893 |  |  | 44.9485 | -72.1962 |  |  | Unknown | Unknown | Unknown |  |  | Unknown Material – No Source | Copper |  | 0.75 | Visual Inspection - Water System | Single Family Residence | No |  |  |  |  | Unk_Unknown_Non | 0 | 0 | 1 | 0 | Yes | No
Unknown | 222 SLOAN ST | Newport | Vermont | 5855 | 435-136-15422 |  |  | 44.9481 | -72.1957 |  |  | Unknown | Unknown | Unknown |  |  | Unknown Material – No Source | Unknown |  |  | Unknown Material – No Source |  | No |  |  |  |  | Unk_Unknown_Unk | 0 | 0 | 1 | 0 | Yes | No
Unknown | 223 SLOAN ST | Newport | Vermont | 5855 | 435-136-16254 |  |  | 44.9483 | -72.1957 |  |  | Unknown | Unknown | Unknown |  |  | Unknown Material – No Source | Copper |  | 0.75 | Visual Inspection - Water System | Single Family Residence | No |  |  |  |  | Unk_Unknown_Non | 0 | 0 | 1 | 0 | Yes | No
Non-Lead | 236 SLOAN ST | Newport | Vermont | 5855 | 435-136-16397 |  |  | 44.9482 | -72.1953 |  |  | Unknown | Unknown | Other | 2014 |  | Water System/Municipal Records | HDPE |  | 1 | Visual Inspection - Water System | Single Family Residence | No |  | PEX |  |  | Non_Unknown_Non | 0 | 0 | 0 | 1 | Yes | No
Unknown | 243 SLOAN ST | Newport | Vermont | 5855 | 435-136-14368 |  |  | 44.9485 | -72.1953 |  |  | Unknown | Unknown | Unknown | 11/4/1987 | 0.75 | Unknown Material – No Source | Copper |  | 0.5 | Visual Inspection - Water System | Single Family Residence | No |  |  |  |  | Unk_Unknown_Non | 0 | 0 | 1 | 0 | Yes | No
Unknown | 265 SLOAN ST | Newport | Vermont | 5855 | 435-136-14273 |  |  | 44.9486 | -72.1948 |  |  | Unknown | Unknown | Unknown | 4/21/1976 | 0.75 | Unknown Material – No Source | HDPE |  |  | Water System/Municipal Records | Single Family Residence | No |  |  |  |  | Unk_Unknown_Non | 0 | 0 | 1 | 0 | Yes | No
Unknown | 272 SLOAN ST | Newport | Vermont | 5855 | 435-136-16347 |  |  | 44.9482 | -72.1947 |  |  | Unknown | Unknown | Unknown |  |  | Unknown Material – No Source | Unknown |  |  | Unknown Material – No Source |  | No |  |  |  |  | Unk_Unknown_Unk | 0 | 0 | 1 | 0 | Yes | No
Unknown | 279 SLOAN ST | Newport | Vermont | 5855 | 435-136-15548 |  |  | 44.9484 | -72.1944 |  |  | Unknown | Unknown | Unknown |  |  | Unknown Material – No Source | Copper |  | 0.75 | Visual Inspection - Water System | Single Family Residence | No |  |  |  |  | Unk_Unknown_Non | 0 | 0 | 1 | 0 | Yes | No
Unknown | 42 SLOAN ST | Newport | Vermont | 5855 | 435-136-14487 |  |  | 44.948 | -72.1992 |  |  | Unknown | Unknown | Unknown |  |  | Unknown Material – No Source | Copper |  | 0.5 | Visual Inspection - Water System | Single Family Residence | No |  |  |  |  | Unk_Unknown_Non | 0 | 0 | 1 | 0 | Yes | No
Non-Lead | 79 SLOAN ST | Newport | Vermont | 5855 | 435-136-14403 |  |  | 44.9484 | -72.1987 |  |  | No | Unknown | HDPE | 12/3/2024 |  | Visual Inspection - Water System | HDPE | 07/2024 | 0.75 | Visual Inspection - Water System | Single Family Residence | No |  |  |  |  | Non_Unknown_Non | 0 | 0 | 0 | 1 | Yes | No
Unknown | 82 SLOAN ST | Newport | Vermont | 5855 | 435-136-16242 |  |  | 44.9479 | -72.1985 |  |  | Unknown | Unknown | Unknown | 6/8/1986 |  | Unknown Material – No Source | Copper |  | 0.75 | Visual Inspection - Water System | Single Family Residence | No |  |  |  |  | Unk_Unknown_Non | 0 | 0 | 1 | 0 | Yes | No
Non-Lead | 12 SMUGGLERS RD | Newport | Vermont | 5855 | 435-136-14306 |  |  | 44.9598 | -72.2068 |  |  | No | Unknown | Copper | 6/2/1981 |  | Water System/Municipal Records | Copper |  |  | Visual Inspection - Other | Single Family Residence | No |  |  |  |  | Non_Unknown_Non | 0 | 0 | 0 | 1 | Yes | No
Non-Lead | 31 SMUGGLERS RD | Newport | Vermont | 5855 | 435-136-14662 |  |  | 44.9605 | -72.2069 |  |  | Unknown | Unknown | Other | 1999 |  | Local Codes/Regulations | Copper |  | 0.75 | Visual Inspection - Water System | Single Family Residence | No |  |  |  |  | Non_Unknown_Non | 0 | 0 | 0 | 1 | Yes | No
Non-Lead | 37 SMUGGLERS RD | Newport | Vermont | 5855 | 435-136-14914 |  |  | 44.96 | -72.2069 |  |  | Unknown | Unknown | Other | 1999 |  | Water System/Municipal Records | Copper |  | 0.5 | Visual Inspection - Water System | Single Family Residence | No |  |  |  |  | Non_Unknown_Non | 0 | 0 | 0 | 1 | Yes | No
Non-Lead | 80 SMUGGLERS RD | Newport | Vermont | 5855 | 435-136-16270 |  |  | 44.9606 | -72.2065 |  |  | Unknown | Unknown | Other | 1999 |  | Local Codes/Regulations | HDPE |  | 1 | Visual Inspection - Water System | Single Family Residence | No |  |  |  |  | Non_Unknown_Non | 0 | 0 | 0 | 1 | Yes | No
Non-Lead | 81 SMUGGLERS RD | Newport | Vermont | 5855 | 435-136-15728 |  |  | 44.9606 | -72.2066 |  |  | Unknown | Unknown | Other | 1999 |  | Local Codes/Regulations | HDPE |  | 1 | Visual Inspection - Water System | Single Family Residence | No |  |  |  |  | Non_Unknown_Non | 0 | 0 | 0 | 1 | Yes | No
Unknown | 758 SO YARD RD - (PUMP HOUSE) | Newport | Vermont | 5855 | 435-136-15509 |  |  | 44.9179 | -72.2035 |  |  | Unknown | Unknown | Unknown |  |  | Unknown Material – No Source | Unknown |  |  | Unknown Material – No Source | Business/Commercial | No |  |  |  |  | Unk_Unknown_Unk | 0 | 0 | 1 | 0 | Yes | No
Non-Lead | 1 SOUTH AVE | Newport | Vermont | 5855 | 435-136-14573 |  |  | 44.9418 | -72.196 | 4 |  | No | Unknown | Copper | 6/29/2000 | 0.75 | Water System/Municipal Records | Copper |  | 0.75 | Visual Inspection - Water System | Single Family Residence | No |  | Copper |  |  | Non_Unknown_Non | 0 | 0 | 0 | 1 | Yes | No
Non-Lead | 11 SOUTH AVE | Newport | Vermont | 5855 | 435-136-15991 |  |  | 44.9416 | -72.1962 | 4 |  | No | Unknown | Copper | 6/29/2000 | 0.75 | Water System/Municipal Records | Copper |  | 0.5 | Visual Inspection - Water System | Single Family Residence | No |  | Copper | Galvanized Iron/Steel |  | Non_Unknown_Non | 0 | 0 | 0 | 1 | Yes | No
Non-Lead | 16 SOUTH AVE | Newport | Vermont | 5855 | 435-136-14801 |  |  | 44.942 | -72.1963 | 4 |  | Unknown | Unknown | Other | 6/30/2000 |  | Water System/Municipal Records | Copper |  | 0.75 | Visual Inspection - Water System | Single Family Residence | No |  | Galvanized Iron/Steel |  |  | Non_Unknown_Non | 0 | 0 | 0 | 1 | Yes | No
Non-Lead | 21 SOUTH AVE | Newport | Vermont | 5855 | 435-136-14371 |  |  | 44.9416 | -72.1964 | 4 |  | No | Unknown | Copper | 6/29/2000 | 0.75 | Water System/Municipal Records | Copper |  | 0.5 | Visual Inspection - Water System | Single Family Residence | No |  | Galvanized Iron/Steel |  |  | Non_Unknown_Non | 0 | 0 | 0 | 1 | Yes | No
Non-Lead | 28 SOUTH AVE | Newport | Vermont | 5855 | 435-136-15214 |  |  | 44.9422 | -72.1966 | 4 |  | No | Unknown | Copper | 7/3/2000 | 0.75 | Water System/Municipal Records | Copper |  | 0.5 | Visual Inspection - Water System | Single Family Residence | No |  |  |  |  | Non_Unknown_Non | 0 | 0 | 0 | 1 | Yes | No
Non-Lead | 41 SOUTH AVE | Newport | Vermont | 5855 | 435-136-14720 |  |  | 44.9416 | -72.1966 | 4 |  | No | Unknown | Copper | 6/30/2000 | 0.75 | Water System/Municipal Records | Copper |  | 0.75 | Visual Inspection - Water System | Single Family Residence | No |  | PEX |  |  | Non_Unknown_Non | 0 | 0 | 0 | 1 | Yes | No
GRR | 48 SOUTH AVE | Newport | Vermont | 5855 | 435-136-14834 |  |  | 44.942 | -72.1971 | 4 |  | No | Unknown | Copper | 7/3/2000 | 0.75 | Water System/Municipal Records | Galvanized Iron/Steel |  | 0.75 | Visual Inspection - Water System | Single Family Residence | No |  | Galvanized Iron/Steel | Copper |  | Non_Unknown_GRR | 0 | 1 | 0 | 0 | Yes | Yes
GRR | 6 SOUTH AVE | Newport | Vermont | 5855 | 435-136-16208 |  |  | 44.942 | -72.1961 | 4 |  | No | Unknown | Copper | 7/5/2000 | 0.75 | Water System/Municipal Records | Galvanized Iron/Steel |  | 0.5 | Visual Inspection - Water System | Single Family Residence | No |  |  |  |  | Non_Unknown_GRR | 0 | 1 | 0 | 0 | Yes | Yes
Unknown | 758 SOUTH YARD RD -(OFFICE) | Newport | Vermont | 5855 | 435-136-15509 |  |  | 44.9179 | -72.2035 |  |  | Unknown | Unknown | Unknown |  |  | Unknown Material – No Source | Unknown |  |  | Unknown Material – No Source | Business/Commercial | No |  |  |  |  | Unk_Unknown_Unk | 0 | 0 | 1 | 0 | Yes | No
Non-Lead | 105 SPRING ST | Newport | Vermont | 5855 | 435-136-15270 |  |  | 44.9416 | -72.197 | 4 |  | Unknown | Unknown | Other | 6/30/2000 |  | Water System/Municipal Records | Copper |  | 0.5 | Visual Inspection - Water System | Single Family Residence | No |  | PEX |  |  | Non_Unknown_Non | 0 | 0 | 0 | 1 | Yes | No
GRR | 18 SPRING ST | Newport | Vermont | 5855 | 435-136-15581 |  |  | 44.943 | -72.1974 | 4 |  | No | Unknown | Copper | 7/6/2000 | 0.75 | Water System/Municipal Records | Galvanized Iron/Steel |  | 0.5 | Visual Inspection - Water System | Multi-family residence | No |  | Galvanized Iron/Steel | Copper |  | Non_Unknown_GRR | 0 | 1 | 0 | 0 | Yes | Yes
GRR | 34 SPRING ST | Newport | Vermont | 5855 | 435-136-14550 |  |  | 44.9427 | -72.1974 | 4 |  | No | Unknown | Copper | 7/6/2000 | 0.75 | Water System/Municipal Records | Galvanized Iron/Steel |  | 0.75 | Visual Inspection - Water System | Multi-family residence | No |  |  |  |  | Non_Unknown_GRR | 0 | 1 | 0 | 0 | Yes | Yes
GRR | 35 SPRING ST | Newport | Vermont | 5855 | 435-136-14820 |  |  | 44.9427 | -72.1969 | 4 |  | No | Unknown | Copper | 7/10/2000 |  | Water System/Municipal Records | Galvanized Iron/Steel |  | 0.75 | Visual Inspection - Water System | Multi-family residence | No |  | Copper | PEX |  | Non_Unknown_GRR | 0 | 1 | 0 | 0 | Yes | Yes
Unknown | 42 SPRING ST | Newport | Vermont | 5855 | 435-136-15916 |  |  | 44.9426 | -72.1974 | 4 |  | No | Unknown | Copper | 6/7/1999 | 0.75 | Water System/Municipal Records | Unknown |  |  | Unknown Material – No Source |  | No |  |  |  |  | Non_Unknown_Unk | 0 | 0 | 1 | 0 | Yes | No
Non-Lead | 47 SPRING ST | Newport | Vermont | 5855 | 435-136-14677 |  |  | 44.9425 | -72.197 | 4 |  | No | Unknown | Copper | 7/7/2000 | 0.75 | Water System/Municipal Records | Copper |  | 0.5 | Visual Inspection - Water System | Single Family Residence | No |  |  |  |  | Non_Unknown_Non | 0 | 0 | 0 | 1 | Yes | No
Unknown | 58 SPRING ST | Newport | Vermont | 5855 | 435-136-15481 |  |  | 44.9423 | -72.1975 | 4 |  | No | Unknown | Copper | 7/5/2000 | 0.75 | Water System/Municipal Records | Unknown |  |  | Unknown Material – No Source |  | No |  |  |  |  | Non_Unknown_Unk | 0 | 0 | 1 | 0 | Yes | No
Unknown | 63 SPRING ST | Newport | Vermont | 5855 | 435-136-15017 |  |  | 44.9423 | -72.197 | 4 |  | No | Unknown | Copper | 7/5/2000 | 0.75 | Water System/Municipal Records | Unknown |  |  | Unknown Material – No Source |  | No |  |  |  |  | Non_Unknown_Unk | 0 | 0 | 1 | 0 | Yes | No
Non-Lead | 71 SPRING ST | Newport | Vermont | 5855 | 435-136-15275 |  |  | 44.9422 | -72.197 |  |  | Unknown | Unknown | Other | 2000 |  | Water System/Municipal Records | Copper |  | 0.5 | Visual Inspection - Water System | Multi-family residence | No |  | Galvanized Iron/Steel |  |  | Non_Unknown_Non | 0 | 0 | 0 | 1 | Yes | No
GRR | 72 SPRING ST | Newport | Vermont | 5855 | 435-136-15716 |  |  | 44.9422 | -72.1974 | 4 |  | No | Unknown | Copper | 7/5/2000 | 0.75 | Water System/Municipal Records | Galvanized Iron/Steel |  | 0.75 | Visual Inspection - Water System | Multi-family residence | No |  | Copper |  |  | Non_Unknown_GRR | 0 | 1 | 0 | 0 | Yes | Yes
GRR | 82 SPRING ST | Newport | Vermont | 5855 | 435-136-14504 |  |  | 44.9419 | -72.1976 | 4 |  | No | Unknown | Copper | 7/30/2000 | 0.75 | Water System/Municipal Records | Galvanized Iron/Steel |  | 0.5 | Visual Inspection - Water System | Single Family Residence | No |  |  |  |  | Non_Unknown_GRR | 0 | 1 | 0 | 0 | Yes | Yes
Non-Lead | 98 SPRING ST | Newport | Vermont | 5855 | 435-136-15770 |  |  | 44.9418 | -72.1975 | 4 |  | No | Unknown | Copper | 7/3/2000 | 0.75 | Water System/Municipal Records | Copper |  | 0.75 | Visual Inspection - Water System | Single Family Residence | No |  |  |  |  | Non_Unknown_Non | 0 | 0 | 0 | 1 | Yes | No
GRR | 106 SPRUCE ST | Newport | Vermont | 5855 | 435-136-15208 |  |  | 44.9583 | -72.2099 |  |  | Unknown | Unknown | Unknown | 1966 |  | Unknown Material – No Source | Galvanized Iron/Steel |  | 0.75 | Visual Inspection - Water System | Single Family Residence | No |  | Copper |  |  | Unk_Unknown_GRR | 0 | 1 | 0 | 0 | Yes | Yes
Unknown | 145 SPRUCE ST | Newport | Vermont | 5855 | 435-136-14795 |  |  | 44.9589 | -72.2102 |  |  | Unknown | Unknown | Unknown |  |  | Unknown Material – No Source | Unknown |  |  | Unknown Material – No Source |  | No |  |  |  |  | Unk_Unknown_Unk | 0 | 0 | 1 | 0 | Yes | No
Unknown | 163 SPRUCE ST | Newport | Vermont | 5855 | 435-136-15207 |  |  | 44.959 | -72.2099 | 6 |  | Unknown | Unknown | Unknown |  |  | Unknown Material – No Source | Unknown |  |  | Unknown Material – No Source | Single Family Residence | No |  |  |  |  | Unk_Unknown_Unk | 0 | 0 | 1 | 0 | Yes | No
Unknown | 178 SPRUCE ST | Newport | Vermont | 5855 | 435-136-14901 |  |  | 44.9588 | -72.2096 |  |  | Unknown | Unknown | Unknown | 10/25/1984 | 0.75 | Unknown Material – No Source | Copper |  | 0.5 | Visual Inspection - Water System | Single Family Residence | No |  | Copper |  |  | Unk_Unknown_Non | 0 | 0 | 1 | 0 | Yes | No
GRR | 195 SPRUCE ST | Newport | Vermont | 5855 | 435-136-14946 |  |  | 44.9593 | -72.2096 |  |  | Unknown | Unknown | Unknown |  |  | Unknown Material – No Source | Galvanized Iron/Steel |  | 0.75 | Visual Inspection - Water System | Single Family Residence | No |  | PEX |  |  | Unk_Unknown_GRR | 0 | 1 | 0 | 0 | Yes | Yes
Non-Lead | 196 SPRUCE ST | Newport | Vermont | 5855 | 435-136-15152 |  |  | 44.9589 | -72.2092 |  |  | No | Unknown | Copper | 10/15/1997 | 0.75 | Water System/Municipal Records | HDPE |  | 1 | Visual Inspection - Water System | Single Family Residence | No |  | Copper |  |  | Non_Unknown_Non | 0 | 0 | 0 | 1 | Yes | No
Non-Lead | 264 SPRUCE ST | Newport | Vermont | 5855 | 435-136-15993 |  |  | 44.9588 | -72.2082 |  |  | No | Unknown | Copper | 9/30/1985 | 0.75 | Water System/Municipal Records | Copper |  | 0.75 | Visual Inspection - Water System | Single Family Residence | No |  | Copper |  |  | Non_Unknown_Non | 0 | 0 | 0 | 1 | Yes | No
GRR | 265 SPRUCE ST | Newport | Vermont | 5855 | 435-136-16015 |  |  | 44.9591 | -72.2082 |  |  | Unknown | Unknown | Unknown |  |  | Unknown Material – No Source | Galvanized Iron/Steel |  | 0.75 | Visual Inspection - Water System | Single Family Residence | No |  |  |  |  | Unk_Unknown_GRR | 0 | 1 | 0 | 0 | Yes | Yes
Unknown | 266 SPRUCE ST | Newport | Vermont | 5855 | 435-136-15318 |  |  | 44.9588 | -72.208 |  |  | Unknown | Unknown | Unknown | 9/30/1985 |  | Unknown Material – No Source | Unknown |  |  | Unknown Material – No Source | Single Family Residence | No |  |  |  |  | Unk_Unknown_Unk | 0 | 0 | 1 | 0 | Yes | No
Unknown | 270 SPRUCE ST | Newport | Vermont | 5855 | 435-136-15818 |  |  | 44.959 | -72.208 | 6 |  | Unknown | Unknown | Unknown | 9/27/1985 |  | Unknown Material – No Source | Unknown |  |  | Unknown Material – No Source | Single Family Residence | No |  |  |  |  | Unk_Unknown_Unk | 0 | 0 | 1 | 0 | Yes | No
Unknown | 284 SPRUCE ST | Newport | Vermont | 5855 | 435-136-15817 |  |  | 44.9594 | -72.2079 |  |  | Unknown | Unknown | Unknown |  |  | Unknown Material – No Source | Unknown |  |  | Unknown Material – No Source | Single Family Residence | No |  |  |  |  | Unk_Unknown_Unk | 0 | 0 | 1 | 0 | Yes | No
Unknown | 289 SPRUCE ST - (NORTH BUILDING) | Newport | Vermont | 5855 | 435-136-14473 |  |  | 44.9597 | -72.2083 |  |  | Unknown | Unknown | Unknown |  |  | Unknown Material – No Source | Unknown |  |  | Unknown Material – No Source |  | No |  |  |  |  | Unk_Unknown_Unk | 0 | 0 | 1 | 0 | Yes | No
Unknown | 289 SPRUCE ST - (SOUTH BUILDING) | Newport | Vermont | 5855 | 435-136-14473 |  |  | 44.9595 | -72.2081 |  |  | Unknown | Unknown | Unknown |  |  | Unknown Material – No Source | Unknown |  |  | Unknown Material – No Source |  | No |  |  |  |  | Unk_Unknown_Unk | 0 | 0 | 1 | 0 | Yes | No
Unknown | 300 SPRUCE ST | Newport | Vermont | 5855 | 435-136-14422 |  |  | 44.9597 | -72.2078 |  |  | Unknown | Unknown | Unknown |  |  | Unknown Material – No Source | Unknown |  |  | Unknown Material – No Source |  | No |  |  |  |  | Unk_Unknown_Unk | 0 | 0 | 1 | 0 | Yes | No
Unknown | 310 SPRUCE ST | Newport | Vermont | 5855 | 435-136-15152 |  |  | 44.96 | -72.2079 |  |  | Unknown | Unknown | Unknown |  |  | Unknown Material – No Source | Copper |  | 0.75 | Visual Inspection - Water System | Single Family Residence | No |  | Copper |  |  | Unk_Unknown_Non | 0 | 0 | 1 | 0 | Yes | No
Unknown | 313 SPRUCE ST | Newport | Vermont | 5855 | 435-136-15644 |  |  | 44.9598 | -72.2082 |  |  | Unknown | Unknown | Unknown |  |  | Unknown Material – No Source | Unknown |  |  | Unknown Material – No Source | Single Family Residence | No |  |  |  |  | Unk_Unknown_Unk | 0 | 0 | 1 | 0 | Yes | No
Unknown | 321 SPRUCE ST | Newport | Vermont | 5855 | 435-136-14289 |  |  | 44.9602 | -72.2083 |  |  | Unknown | Unknown | Unknown |  |  | Unknown Material – No Source | Copper |  | 0.75 | Visual Inspection - Water System | Single Family Residence | No |  |  |  |  | Unk_Unknown_Non | 0 | 0 | 1 | 0 | Yes | No
Unknown | 336 SPRUCE ST | Newport | Vermont | 5855 | 435-136-14954 |  |  | 44.9602 | -72.2078 |  |  | Unknown | Unknown | Unknown |  |  | Unknown Material – No Source | HDPE |  | 1 | Visual Inspection - Water System | Single Family Residence | No |  | Copper |  |  | Unk_Unknown_Non | 0 | 0 | 1 | 0 | Yes | No
Unknown | 35 SPRUCE ST | Newport | Vermont | 5855 | 435-136-15453 |  |  | 44.9573 | -72.2108 |  |  | Unknown | Unknown | Unknown |  |  | Unknown Material – No Source | Copper |  | 0.5 | Visual Inspection - Water System | Single Family Residence | No |  | Copper |  |  | Unk_Unknown_Non | 0 | 0 | 1 | 0 | Yes | No
Unknown | 40 SPRUCE ST | Newport | Vermont | 5855 | 435-136-15397 |  |  | 44.9572 | -72.2099 |  |  | Unknown | Unknown | Unknown | 1/11/1978 |  | Unknown Material – No Source | Unknown |  |  | Unknown Material – No Source | Single Family Residence | No |  |  |  |  | Unk_Unknown_Unk | 0 | 0 | 1 | 0 | Yes | No
Unknown | 76 SPRUCE ST | Newport | Vermont | 5855 | 435-136-15839 |  |  | 44.9577 | -72.2099 |  |  | Unknown | Unknown | Unknown |  |  | Unknown Material – No Source | HDPE |  | 1 | Visual Inspection - Water System | Single Family Residence | No |  | Copper |  |  | Unk_Unknown_Non | 0 | 0 | 1 | 0 | Yes | No
Unknown | 114 ST LAURENT ST | Newport | Vermont | 5855 | 435-136-15213 |  |  | 44.9558 | -72.1947 |  |  | Unknown | Unknown | Unknown | 8/18/1983 |  | Unknown Material – No Source | Unknown |  |  | Unknown Material – No Source |  | No |  |  |  |  | Unk_Unknown_Unk | 0 | 0 | 1 | 0 | Yes | No
Unknown | 121 ST LAURENT ST | Newport | Vermont | 5855 | 435-136-14568 |  |  | 44.9562 | -72.1962 |  |  | Unknown | Unknown | Unknown |  |  | Unknown Material – No Source | HDPE |  | 1 | Visual Inspection - Water System | Single Family Residence | No |  | Copper |  |  | Unk_Unknown_Non | 0 | 0 | 1 | 0 | Yes | No
Unknown | 130 ST LAURENT ST | Newport | Vermont | 5855 | 435-136-15863 |  |  | 44.956 | -72.1954 |  |  | Unknown | Unknown | Unknown | 8/5/1976 |  | Unknown Material – No Source | Copper |  | 0.75 | Visual Inspection - Water System | Single Family Residence | No |  | Copper |  |  | Unk_Unknown_Non | 0 | 0 | 1 | 0 | Yes | No
Non-Lead | 159 ST LAURENT ST | Newport | Vermont | 5855 | 435-136-15172 |  |  | 44.9566 | -72.1959 |  |  | No | Unknown | Copper | 6/10/1977 | 0.75 | Water System/Municipal Records | Copper |  | 0.75 | Visual Inspection - Water System | Single Family Residence | No |  |  |  |  | Non_Unknown_Non | 0 | 0 | 0 | 1 | Yes | No
Unknown | 166 ST LAURENT ST | Newport | Vermont | 5855 | 435-136-15897 |  |  | 44.9565 | -72.1952 |  |  | Unknown | Unknown | Unknown | 11/24/1977 |  | Unknown Material – No Source | Unknown |  |  | Unknown Material – No Source | Single Family Residence | Yes |  |  |  |  | Unk_Unknown_Unk | 0 | 0 | 1 | 0 | Yes | No
Unknown | 193 ST LAURENT ST | Newport | Vermont | 5855 | 435-136-15091 |  |  | 44.9571 | -72.1956 |  |  | Unknown | Unknown | Unknown |  |  | Unknown Material – No Source | Copper |  | 0.75 | Visual Inspection - Water System | Single Family Residence | No |  | Copper |  |  | Unk_Unknown_Non | 0 | 0 | 1 | 0 | Yes | No
Non-Lead | 208 ST LAURENT ST | Newport | Vermont | 5855 | 435-136-14838 |  |  | 44.9571 | -72.1948 |  |  | No | Unknown | Copper | 6/10/1977 | 0.75 | Water System/Municipal Records | Copper |  | 0.75 | Visual Inspection - Water System | Single Family Residence | No |  | Copper |  |  | Non_Unknown_Non | 0 | 0 | 0 | 1 | Yes | No
Non-Lead | 225 ST LAURENT ST | Newport | Vermont | 5855 | 435-136-15843 |  |  | 44.9576 | -72.1953 |  |  | No | Unknown | Copper | 6/10/1977 | 0.75 | Water System/Municipal Records | Copper |  | 0.75 | Visual Inspection - Water System | Single Family Residence | No |  | Copper |  |  | Non_Unknown_Non | 0 | 0 | 0 | 1 | Yes | No
Non-Lead | 244 ST LAURENT ST | Newport | Vermont | 5855 | 435-136-15315 |  |  | 44.9574 | -72.1947 |  |  | No | Unknown | Copper | 10/17/1979 | 0.75 | Water System/Municipal Records | Copper |  | 0.75 | Visual Inspection - Water System | Single Family Residence | No |  | Copper |  |  | Non_Unknown_Non | 0 | 0 | 0 | 1 | Yes | No
Non-Lead | 265 ST LAURENT ST | Newport | Vermont | 5855 | 435-136-15237 |  |  | 44.9579 | -72.1951 |  |  | No | Unknown | Copper | 9/9/1987 | 0.75 | Water System/Municipal Records | Copper |  | 0.75 | Visual Inspection - Water System | Single Family Residence | No |  | Copper |  |  | Non_Unknown_Non | 0 | 0 | 0 | 1 | Yes | No
Non-Lead | 272 ST LAURENT ST | Newport | Vermont | 5855 | 435-136-15935 |  |  | 44.9577 | -72.1945 | 8 |  | No | Unknown | Copper | 8/11/1986 |  | Water System/Municipal Records | HDPE |  | 1 | Visual Inspection - Water System | Single Family Residence | No |  |  |  |  | Non_Unknown_Non | 0 | 0 | 0 | 1 | Yes | No
Unknown | 293 ST LAURENT ST | Newport | Vermont | 5855 | 435-136-14990 |  |  | 44.9583 | -72.1948 |  |  | Unknown | Unknown | Unknown |  |  | Unknown Material – No Source | HDPE |  | 1 | Visual Inspection - Water System | Single Family Residence | No |  | Copper |  |  | Unk_Unknown_Non | 0 | 0 | 1 | 0 | Yes | No
Non-Lead | 324 ST LAURENT ST | Newport | Vermont | 5855 | 435-136-16100 |  |  | 44.9586 | -72.1938 | 8 |  | No | Unknown | Copper |  | 0.75 | Water System/Municipal Records | Copper |  | 0.75 | Visual Inspection - Water System | Single Family Residence | No |  |  |  |  | Non_Unknown_Non | 0 | 0 | 0 | 1 | Yes | No
Unknown | 329 ST LAURENT ST | Newport | Vermont | 5855 | 435-136-14575 |  |  | 44.9587 | -72.1946 |  |  | Unknown | Unknown | Unknown |  |  | Unknown Material – No Source | Copper |  | 0.75 | Visual Inspection - Water System | Single Family Residence | No |  |  |  |  | Unk_Unknown_Non | 0 | 0 | 1 | 0 | Yes | No
Unknown | 360 ST LAURENT ST | Newport | Vermont | 5855 | 435-136-15945 |  |  | 44.9597 | -72.1934 |  |  | Unknown | Unknown | Unknown |  |  | Unknown Material – No Source | HDPE |  | 1 | Visual Inspection - Water System | Single Family Residence | No |  |  |  |  | Unk_Unknown_Non | 0 | 0 | 1 | 0 | Yes | No
Unknown | 361 ST LAURENT ST | Newport | Vermont | 5855 | 435-136-15454 |  |  | 44.9591 | -72.1944 |  |  | Unknown | Unknown | Unknown | 9/9/1987 | 0.75 | Unknown Material – No Source | Copper |  | 0.75 | Visual Inspection - Water System | Single Family Residence | No |  | Copper |  |  | Unk_Unknown_Non | 0 | 0 | 1 | 0 | Yes | No
Unknown | 37 ST LAURENT ST | Newport | Vermont | 5855 | 435-136-15808 |  |  | 44.9547 | -72.1966 |  |  | Unknown | Unknown | Unknown |  |  | Unknown Material – No Source | Unknown |  |  | Unknown Material – No Source | Multi-family residence | No |  |  |  |  | Unk_Unknown_Unk | 0 | 0 | 1 | 0 | Yes | No
Unknown | 58 ST LAURENT ST | Newport | Vermont | 5855 | 435-136-15132 |  |  | 44.9549 | -72.196 |  |  | Unknown | Unknown | Unknown | 2/1/1978 |  | Unknown Material – No Source | Copper |  | 0.75 | Visual Inspection - Water System | Single Family Residence | No |  |  |  |  | Unk_Unknown_Non | 0 | 0 | 1 | 0 | Yes | No
Non-Lead | 63 ST LAURENT ST | Newport | Vermont | 5855 | 435-136-14905 |  |  | 44.9553 | -72.1967 |  |  | No | Unknown | Copper | 6/10/1977 | 0.75 | Water System/Municipal Records | HDPE |  | 0.75 | Water System/Municipal Records | Single Family Residence | No |  |  |  |  | Non_Unknown_Non | 0 | 0 | 0 | 1 | Yes | No
GRR | 93 ST LAURENT ST | Newport | Vermont | 5855 | 435-136-16202 |  |  | 44.9557 | -72.1964 |  |  | Unknown | Unknown | Unknown | 9/27/1977 |  | Unknown Material – No Source | Galvanized Iron/Steel |  | 1 | Visual Inspection - Water System | Single Family Residence | No |  | Copper |  |  | Unk_Unknown_GRR | 0 | 1 | 0 | 0 | Yes | Yes
Unknown | 94 ST LAURENT ST | Newport | Vermont | 5855 | 435-136-15899 |  |  | 44.9556 | -72.1957 |  |  | Unknown | Unknown | Unknown | 9/30/1976 |  | Unknown Material – No Source | Unknown |  |  | Unknown Material – No Source |  | No |  |  |  |  | Unk_Unknown_Unk | 0 | 0 | 1 | 0 | Yes | No
Non-Lead | 113 STAGECOACH DR | Newport | Vermont | 5855 | 435-136-16215 |  |  | 44.9579 | -72.209 | 6 | Ductile Iron | No | Unknown | Copper | 11/15/1977 | 0.75 | Water System/Municipal Records | Copper |  | 0.75 | Visual Inspection - Water System | Single Family Residence | No |  | Copper |  |  | Non_Unknown_Non | 0 | 0 | 0 | 1 | Yes | No
Unknown | 124 STAGECOACH DR | Newport | Vermont | 5855 | 435-136-14907 |  |  | 44.9581 | -72.2084 | 6 | Ductile Iron | Unknown | Unknown | Unknown | 9/10/1979 |  | Unknown Material – No Source | Copper |  | 0.75 | Visual Inspection - Water System | Single Family Residence | No |  | Copper |  |  | Unk_Unknown_Non | 0 | 0 | 1 | 0 | Yes | No
Unknown | 133 STAGECOACH DR | Newport | Vermont | 5855 | 435-136-15321 |  |  | 44.9584 | -72.2092 | 6 | Ductile Iron | Unknown | Unknown | Unknown | 5/2/1979 | 0.75 | Unknown Material – No Source | Copper |  | 0.75 | Visual Inspection - Water System | Single Family Residence | No |  | Copper |  |  | Unk_Unknown_Non | 0 | 0 | 1 | 0 | Yes | No
Unknown | 141 STAGECOACH DR | Newport | Vermont | 5855 | 435-136-14357 |  |  | 44.9586 | -72.2085 | 6 | Ductile Iron | Unknown | Unknown | Unknown |  |  | Unknown Material – No Source | Copper |  |  | Visual Inspection - Water System | Single Family Residence | No |  |  |  |  | Unk_Unknown_Non | 0 | 0 | 1 | 0 | Yes | No
Unknown | 29 STAGECOACH DR | Newport | Vermont | 5855 | 435-136-15261 |  |  | 44.9567 | -72.2097 | 6 | Ductile Iron | Unknown | Unknown | Unknown | 7/23/1976 | 0.75 | Unknown Material – No Source | Copper |  | 0.5 | Visual Inspection - Water System | Single Family Residence | No |  | Copper |  |  | Unk_Unknown_Non | 0 | 0 | 1 | 0 | Yes | No
Unknown | 32 STAGECOACH DR | Newport | Vermont | 5855 | 435-136-15118 |  |  | 44.9566 | -72.2089 | 6 | Ductile Iron | Unknown | Unknown | Unknown |  |  | Unknown Material – No Source | Copper |  | 0.75 | Visual Inspection - Water System | Single Family Residence | No |  |  |  |  | Unk_Unknown_Non | 0 | 0 | 1 | 0 | Yes | No
Non-Lead | 51 STAGECOACH DR | Newport | Vermont | 5855 | 435-136-14917 |  |  | 44.9572 | -72.2094 | 6 | Ductile Iron | No | Unknown | Copper | 8/16/1977 | 0.75 | Water System/Municipal Records | Copper |  | 0.75 | Visual Inspection - Water System | Single Family Residence | No |  | Copper |  |  | Non_Unknown_Non | 0 | 0 | 0 | 1 | Yes | No
Non-Lead | 56 STAGECOACH DR | Newport | Vermont | 5855 | 435-136-15535 |  |  | 44.9571 | -72.2089 | 6 | Ductile Iron | No | Unknown | Copper | 5/23/1977 |  | Water System/Municipal Records | Copper |  | 0.75 | Visual Inspection - Water System | Single Family Residence | No |  |  |  |  | Non_Unknown_Non | 0 | 0 | 0 | 1 | Yes | No
Unknown | 69 STAGECOACH DR | Newport | Vermont | 5855 | 435-136-14799 |  |  | 44.9575 | -72.2093 |  |  | Unknown | Unknown | Unknown | 10/19/1976 |  | Unknown Material – No Source | Copper |  | 0.75 | Visual Inspection - Water System | Single Family Residence | No |  | Copper |  |  | Unk_Unknown_Non | 0 | 0 | 1 | 0 | Yes | No
Unknown | 70 STAGECOACH DR | Newport | Vermont | 5855 | 435-136-14352 |  |  | 44.9574 | -72.2086 |  |  | Unknown | Unknown | Unknown | 5/23/1977 |  | Unknown Material – No Source | Copper |  | 0.75 | Visual Inspection - Water System | Single Family Residence | No |  | Copper |  |  | Unk_Unknown_Non | 0 | 0 | 1 | 0 | Yes | No
Unknown | 96 STAGECOACH DR | Newport | Vermont | 5855 | 435-136-15402 |  |  | 44.9577 | -72.2085 |  |  | Unknown | Unknown | Unknown | 11/15/1977 |  | Unknown Material – No Source | Unknown |  |  | Unknown Material – No Source | Single Family Residence | No |  |  |  |  | Unk_Unknown_Unk | 0 | 0 | 1 | 0 | Yes | No
Non-Lead | 35 STONEWALL ST | Newport | Vermont | 5855 | 435-136-14880 |  |  | 44.9493 | -72.1957 |  |  | No | No | Other | 2001 |  | Local Codes/Regulations | Copper |  | 0.5 | Visual Inspection - Water System | Single Family Residence | No |  | Copper |  |  | Non_No_Non | 0 | 0 | 0 | 1 | Yes | No
Non-Lead | 52 STONEWALL ST | Newport | Vermont | 5855 | 435-136-16267 |  |  | 44.9495 | -72.1952 |  |  | No | Unknown | Other | 1992 |  | Local Codes/Regulations | Copper |  | 0.75 | Visual Inspection - Water System | Single Family Residence | No |  |  |  |  | Non_Unknown_Non | 0 | 0 | 0 | 1 | Yes | No
Non-Lead | 55 STONEWALL ST | Newport | Vermont | 5855 | 435-136-16377 |  |  | 44.9498 | -72.1957 |  |  | No | No | Other | 2009 |  | Local Codes/Regulations | HDPE |  | 1 | Visual Inspection - Water System | Single Family Residence | No |  |  |  |  | Non_No_Non | 0 | 0 | 0 | 1 | Yes | No
Non-Lead | 75 STONEWALL ST | Newport | Vermont | 5855 | 435-136-16385 |  |  | 44.95 | -72.1956 |  |  | No | No | Other | 2018 |  | Local Codes/Regulations | PEX |  | 0.75 | Visual Inspection - Water System | Single Family Residence | No |  | Copper |  |  | Non_No_Non | 0 | 0 | 0 | 1 | Yes | No
Non-Lead | 25 SUMMER ST | Newport | Vermont | 5855 | 435-136-16055 |  |  | 44.9342 | -72.2109 | 6 |  | Unknown | Unknown | Copper | 09/02/1999 | 0.75 | Water System/Municipal Records | Copper |  | 0.75 | Visual Inspection - Water System | Multi-family residence | No |  |  |  |  | Non_Unknown_Non | 0 | 0 | 0 | 1 | Yes | No
Non-Lead | 26 SUMMER ST | Newport | Vermont | 5855 | 435-136-16064 |  |  | 44.934 | -72.2108 | 6 |  | Unknown | Unknown | Copper | 09/01/1999 | 0.75 | Water System/Municipal Records | Copper |  | 0.5 | Visual Inspection - Water System | Multi-family residence | No |  |  |  |  | Non_Unknown_Non | 0 | 0 | 0 | 1 | Yes | No
Non-Lead | 35 SUMMER ST | Newport | Vermont | 5855 | 435-136-16056 |  |  | 44.9343 | -72.2109 |  |  | Unknown | Unknown | Copper | 08/31/1999 |  | Water System/Municipal Records | Copper |  | 0.75 | Visual Inspection - Water System | Multi-family residence | No |  |  |  |  | Non_Unknown_Non | 0 | 0 | 0 | 1 | Yes | No
Non-Lead | 44 SUMMER ST | Newport | Vermont | 5855 | 435-136-16060 |  |  | 44.9341 | -72.2105 |  |  | Unknown | Unknown | Copper | 08/31/1999 | 0.75 | Water System/Municipal Records | Copper |  | 0.75 | Visual Inspection - Water System | Multi-family residence | No |  |  |  |  | Non_Unknown_Non | 0 | 0 | 0 | 1 | Yes | No
Non-Lead | 45 SUMMER ST | Newport | Vermont | 5855 | 435-136-16057 |  |  | 44.9343 | -72.2106 | 6 |  | Unknown | Unknown | Copper | 08/30/1999 |  | Water System/Municipal Records | Copper |  | 0.75 | Visual Inspection - Water System | Multi-family residence | No |  |  |  |  | Non_Unknown_Non | 0 | 0 | 0 | 1 | Yes | No
GRR | 52 SUMMER ST | Newport | Vermont | 5855 | 435-136-16059 |  |  | 44.9342 | -72.2104 | 6 |  | Unknown | Unknown | Copper | 08/30/1999 | 0.75 | Water System/Municipal Records | Galvanized Iron/Steel |  | 0.75 | Visual Inspection - Water System | Multi-family residence | No |  |  |  |  | Non_Unknown_GRR | 0 | 1 | 0 | 0 | Yes | Yes
Unknown | 59 SUMMER ST | Newport | Vermont | 5855 | 435-136-15685 |  |  | 44.9344 | -72.2104 | 6 |  | Unknown | Unknown | Other | 1999 |  | Water System/Municipal Records | Unknown |  |  | Unknown Material – No Source | Multi-family residence | No |  |  |  |  | Non_Unknown_Unk | 0 | 0 | 1 | 0 | Yes | No
Unknown | 60 SUMMER ST | Newport | Vermont | 5855 | 435-136-16058 |  |  | 44.9342 | -72.2102 |  |  | Unknown | Unknown | Other | 1999 |  | Water System/Municipal Records | Unknown |  |  | Unknown Material – No Source | Multi-family residence | No |  |  |  |  | Non_Unknown_Unk | 0 | 0 | 1 | 0 | Yes | No
GRR | 71SUMMER ST | Newport | Vermont | 5855 | 435-136-14627 |  |  | 44.9345 | -72.2101 | 6 |  | Unknown | Unknown | Copper | 08/13/1999 | 0.75 | Water System/Municipal Records | Galvanized Iron/Steel |  | 0.5 | Visual Inspection - Water System | Multi-family residence | No |  | Copper |  |  | Non_Unknown_GRR | 0 | 1 | 0 | 0 | Yes | Yes
Non-Lead | 72 SUMMER ST | Newport | Vermont | 5855 | 435-136-14546 |  |  | 44.9345 | -72.21 | 6 | Other | Unknown | Unknown | Copper | 8/27/1999 | 0.75 | Water System/Municipal Records | Copper |  | 0.5 | Visual Inspection - Water System | Single Family Residence | No |  | Galvanized Iron/Steel | PEX |  | Non_Unknown_Non | 0 | 0 | 0 | 1 | Yes | No
Non-Lead | 17 SUNSET TERR | Newport | Vermont | 5855 | 435-136-14404 |  |  | 44.9432 | -72.2018 | 2 | Copper | Unknown | Unknown | Other | 09/21/2005 |  | Water System/Municipal Records | Copper |  | 0.75 | Visual Inspection - Water System | Business/Commercial | No |  |  |  |  | Non_Unknown_Non | 0 | 0 | 0 | 1 | Yes | No
Unknown | 31 SUNSET TERR | Newport | Vermont | 5855 | 435-136-14457 |  |  | 44.9434 | -72.2018 | 2 | Copper | Unknown | Unknown | Other | 09/22/2005 |  | Water System/Municipal Records | Unknown |  |  | Unknown Material – No Source |  | No |  |  |  |  | Non_Unknown_Unk | 0 | 0 | 1 | 0 | Yes | No
Unknown | 40 SUNSET TERR | Newport | Vermont | 5855 | 435-136-15332 |  |  | 44.9436 | -72.2013 | 2 | Copper | Unknown | Unknown | Other | 09/22/2005 |  | Water System/Municipal Records | Unknown |  |  | Unknown Material – No Source |  | No |  |  |  |  | Non_Unknown_Unk | 0 | 0 | 1 | 0 | Yes | No
Non-Lead | 45 SUNSET TERR | Newport | Vermont | 5855 | 435-136-15165 |  |  | 44.9437 | -72.2018 | 2 | Copper | Unknown | Unknown | Other | 09/23/2005 |  | Water System/Municipal Records | Copper |  |  | Visual Inspection - Water System | Single Family Residence | No |  |  |  |  | Non_Unknown_Non | 0 | 0 | 0 | 1 | Yes | No
Non-Lead | 15 TAYLOR ST | Newport | Vermont | 5855 | 435-136-15421 |  |  | 44.9432 | -72.2012 | Other |  | No | Unknown | Copper | 6/3/1997 | 1 | Water System/Municipal Records | Copper |  | 0.75 | Visual Inspection - Water System | Multi-family residence | No |  |  |  |  | Non_Unknown_Non | 0 | 0 | 0 | 1 | Yes | No
GRR | 40 TAYLOR ST | Newport | Vermont | 5855 | 435-136-14329 |  |  | 44.9436 | -72.2008 | 1 |  | Unknown | Unknown | Copper |  | 0.5 | Water System/Municipal Records | Galvanized Iron/Steel |  | 0.5 | Visual Inspection - Water System | Multi-family residence | No |  |  |  |  | Non_Unknown_GRR | 0 | 1 | 0 | 0 | Yes | Yes
Unknown | 44 TAYLOR ST | Newport | Vermont | 5855 | 435-136-16089 |  |  | 44.9438 | -72.2009 | 1 |  | Unknown | Unknown | Copper |  | 0.5 | Water System/Municipal Records | Unknown |  |  | Unknown Material – No Source |  | No |  |  |  |  | Non_Unknown_Unk | 0 | 0 | 1 | 0 | Yes | No
Non-Lead | 51 TAYLOR ST | Newport | Vermont | 5855 | 435-136-14870 |  |  | 44.9437 | -72.2013 |  |  | Unknown | Unknown | Other | 2005 |  | Water System/Municipal Records | Copper |  | 0.75 | Visual Inspection - Water System | Single Family Residence | No |  |  |  |  | Non_Unknown_Non | 0 | 0 | 0 | 1 | Yes | No
Unknown | 65 TAYLOR ST | Newport | Vermont | 5855 | 435-136-16132 |  |  | 44.9439 | -72.2014 |  |  | Unknown | Unknown | Copper |  |  | Water System/Municipal Records | Unknown |  |  | Unknown Material – No Source |  | No |  |  |  |  | Non_Unknown_Unk | 0 | 0 | 1 | 0 | Yes | No
GRR | 70 TAYLOR ST | Newport | Vermont | 5855 | 435-136-15747 |  |  | 44.944 | -72.2009 | 6 |  | Unknown | Unknown | Copper |  | 0.5 | Water System/Municipal Records | Galvanized Iron/Steel |  | 0.75 | Visual Inspection - Water System | Single Family Residence | No |  |  |  |  | Non_Unknown_GRR | 0 | 1 | 0 | 0 | Yes | Yes
Non-Lead | 73 TAYLOR ST | Newport | Vermont | 5855 | 435-136-14752 |  |  | 44.9441 | -72.2013 |  |  | Unknown | Unknown | Copper |  |  | Water System/Municipal Records | Copper |  | 0.75 | Visual Inspection - Water System | Single Family Residence | No |  |  |  |  | Non_Unknown_Non | 0 | 0 | 0 | 1 | Yes | No
Non-Lead | 78 TAYLOR ST | Newport | Vermont | 5855 | 435-136-15317 |  |  | 44.9442 | -72.2008 |  |  | Unknown | Unknown | Copper |  |  | Water System/Municipal Records | Copper |  | 0.5 | Visual Inspection - Water System | Single Family Residence | No |  | Copper |  |  | Non_Unknown_Non | 0 | 0 | 0 | 1 | Yes | No
GRR | 83 TAYLOR ST | Newport | Vermont | 5855 | 435-136-15745 |  |  | 44.9443 | -72.2013 | 1 |  | Unknown | Unknown | Copper |  | 0.5 | Water System/Municipal Records | Galvanized Iron/Steel |  | 0.75 | Visual Inspection - Water System | Single Family Residence | No |  |  |  |  | Non_Unknown_GRR | 0 | 1 | 0 | 0 | Yes | Yes
Non-Lead | 92 TAYLOR ST | Newport | Vermont | 5855 | 435-136-15320 |  |  | 44.9444 | -72.2008 | 1 |  | Unknown | Unknown | Copper | 3/9/1960 | 0.5 | Water System/Municipal Records | Copper |  | 0.5 | Visual Inspection - Water System | Single Family Residence | No |  | Galvanized Iron/Steel |  |  | Non_Unknown_Non | 0 | 0 | 0 | 1 | Yes | No
Non-Lead | 93 TAYLOR ST | Newport | Vermont | 5855 | 435-136-14764 |  |  | 44.9444 | -72.2012 | 1 |  | Unknown | Unknown | Copper |  | 0.5 | Water System/Municipal Records | Copper |  | 0.5 | Water System/Municipal Records | Single Family Residence | No |  |  |  |  | Non_Unknown_Non | 0 | 0 | 0 | 1 | Yes | No
Unknown | 25 TEAL LANE | Newport | Vermont | 5855 | 435-136-15372 |  |  | 44.9618 | -72.1969 | 4 | PVC | No | Unknown | Copper | 2024 | 0.75 | Visual Inspection - Water System | Unknown |  |  | Unknown Material – No Source | Single Family Residence | No |  |  |  |  | Non_Unknown_Unk | 0 | 0 | 1 | 0 | Yes | No
Non-Lead | 33 TEMPLE ST | Newport | Vermont | 5855 | 435-136-14910 |  |  | 44.9498 | -72.1914 |  |  | No | Unknown | Copper | 9/29/2000 | 0.75 | Water System/Municipal Records | Copper |  | 0.75 | Visual Inspection - Water System | Single Family Residence | No |  |  |  |  | Non_Unknown_Non | 0 | 0 | 0 | 1 | Yes | No
GRR | 42 TEMPLE ST | Newport | Vermont | 5855 | 435-136-14937 |  |  | 44.9495 | -72.1915 |  |  | No | Unknown | Copper | 9/29/2000 | 0.75 | Water System/Municipal Records | Galvanized Iron/Steel |  | 0.75 | Visual Inspection - Water System | Single Family Residence | No |  |  |  |  | Non_Unknown_GRR | 0 | 1 | 0 | 0 | Yes | Yes
Non-Lead | 63 TEMPLE ST | Newport | Vermont | 5855 | 435-136-14534 |  |  | 44.9497 | -72.1909 |  |  | No | Unknown | Copper | 9/29/2000 | 0.75 | Water System/Municipal Records | Copper | 4/5/2000 |  | Visual Inspection - Water System | Single Family Residence | No |  | Copper |  |  | Non_Unknown_Non | 0 | 0 | 0 | 1 | Yes | No
Non-Lead | 66 TEMPLE ST | Newport | Vermont | 5855 | 435-136-15297 |  |  | 44.9494 | -72.191 |  |  | No | Unknown | Copper | 10/03/2000 | 0.75 | Water System/Municipal Records | Copper | 10/03/2000 |  | Visual Inspection - Water System | Single Family Residence | No |  |  |  |  | Non_Unknown_Non | 0 | 0 | 0 | 1 | Yes | No
Non-Lead | 107 THIRD ST | Newport | Vermont | 5855 | 435-136-15285 |  |  | 44.9336 | -72.2108 | 4 |  | Unknown | Unknown | Copper | 10/12/1993 | 0.5 | Water System/Municipal Records | Copper |  | 0.75 | Visual Inspection - Water System | Multi-family residence | No |  |  |  |  | Non_Unknown_Non | 0 | 0 | 0 | 1 | Yes | No
GRR | 108 THIRD ST | Newport | Vermont | 5855 | 435-136-14439 |  |  | 44.9334 | -72.2113 | 4 |  | Unknown | Unknown | Copper | 10/14/1993 | 1 | Water System/Municipal Records | Galvanized Iron/Steel |  | 0.75 | Visual Inspection - Water System | Multi-family residence | No |  |  |  |  | Non_Unknown_GRR | 0 | 1 | 0 | 0 | Yes | Yes
Unknown | 117 THIRD ST | Newport | Vermont | 5855 | 435-136-15259 |  |  | 44.9334 | -72.2108 |  |  | Unknown | Unknown | Unknown |  |  | Unknown Material – No Source | Copper |  | 0.75 | Visual Inspection - Water System | Multi-family residence | No |  |  |  |  | Unk_Unknown_Non | 0 | 0 | 1 | 0 | Yes | No
GRR | 152 THIRD ST | Newport | Vermont | 5855 | 435-136-15686 |  |  | 44.933 | -72.2109 | 6 |  | Unknown | Unknown | Copper |  | 0.5 | Water System/Municipal Records | Galvanized Iron/Steel |  |  | Visual Inspection - Water System | Multi-family residence | No |  |  |  |  | Non_Unknown_GRR | 0 | 1 | 0 | 0 | Yes | Yes
Unknown | 153 THIRD ST | Newport | Vermont | 5855 | 435-136-15274 |  |  | 44.9331 | -72.2106 | 4 |  | Unknown | Unknown | Copper | 06/28/1998 | 0.75 | Water System/Municipal Records | Unknown |  |  | Unknown Material – No Source |  | No |  |  |  |  | Non_Unknown_Unk | 0 | 0 | 1 | 0 | Yes | No
Non-Lead | 158 THIRD ST | Newport | Vermont | 5855 | 435-136-16282 |  |  | 44.9328 | -72.2108 | 4 |  | Unknown | Unknown | Copper | 07/06/1998 | 0.5 | Water System/Municipal Records | Copper |  | 0.5 | Visual Inspection - Water System | Multi-family residence | No |  |  |  |  | Non_Unknown_Non | 0 | 0 | 0 | 1 | Yes | No
Non-Lead | 171 THIRD ST | Newport | Vermont | 5855 | 435-136-16281 |  |  | 44.9328 | -72.2104 | 4 |  | Unknown | Unknown | Copper | 06/29/1998 | 0.75 | Water System/Municipal Records | Copper |  | 1 | Visual Inspection - Water System | Multi-family residence | No |  |  |  |  | Non_Unknown_Non | 0 | 0 | 0 | 1 | Yes | No
GRR | 174 THIRD ST | Newport | Vermont | 5855 | 435-136-14506 |  |  | 44.9326 | -72.2107 | 4 |  | Unknown | Unknown | Copper | 07/06/1998 | 0.75 | Water System/Municipal Records | Galvanized Iron/Steel |  | 0.75 | Visual Inspection - Water System |  | No |  |  |  |  | Non_Unknown_GRR | 0 | 1 | 0 | 0 | Yes | Yes
Unknown | 185 THIRD ST | Newport | Vermont | 5855 | 435-136-15674 |  |  | 44.9327 | -72.2101 |  |  | Unknown | Unknown | Unknown |  |  | Unknown Material – No Source | Copper |  | 0.5 | Visual Inspection - Water System | Multi-family residence | No |  |  |  |  | Unk_Unknown_Non | 0 | 0 | 1 | 0 | Yes | No
Non-Lead | 190 THIRD ST | Newport | Vermont | 5855 | 435-136-16159 |  |  | 44.9323 | -72.2108 | 4 |  | Unknown | Unknown | Copper | 06/29/1998 | 1 | Water System/Municipal Records | Copper |  | 1 | Visual Inspection - Water System | Multi-family residence | No |  | Copper |  |  | Non_Unknown_Non | 0 | 0 | 0 | 1 | Yes | No
Non-Lead | 191 THIRD ST | Newport | Vermont | 5855 | 435-136-15674 |  |  | 44.9326 | -72.2102 |  |  | Unknown | Unknown | Other | 1998 |  | Water System/Municipal Records | Copper |  | 0.5 | Visual Inspection - Water System | Single Family Residence | No |  | Copper |  |  | Non_Unknown_Non | 0 | 0 | 0 | 1 | Yes | No
Unknown | 194 THIRD ST | Newport | Vermont | 5855 | 435-136-16159 |  |  | 44.9323 | -72.2103 |  |  | Unknown | Unknown | Unknown |  |  | Unknown Material – No Source | Copper |  | 1 | Visual Inspection - Water System | Multi-family residence | No |  | Copper |  |  | Unk_Unknown_Non | 0 | 0 | 1 | 0 | Yes | No
Unknown | 24 THIRD ST | Newport | Vermont | 5855 | 435-136-14751 |  |  | 44.9345 | -72.2119 |  |  | Unknown | Unknown | Unknown |  |  | Unknown Material – No Source | Copper |  | 1 | Visual Inspection - Water System | Multi-family residence | No |  |  |  |  | Unk_Unknown_Non | 0 | 0 | 1 | 0 | Yes | No
Unknown | 24 THIRD ST (APARTMENTS) | Newport | Vermont | 5855 | 435-136-14751 |  |  | 44.9345 | -72.2122 |  |  | No | Unknown | Other | 07/19/2011 | 0.75 | Water System/Municipal Records | Unknown |  |  | Unknown Material – No Source | Multi-family residence | No |  |  |  |  | Non_Unknown_Unk | 0 | 0 | 1 | 0 | Yes | No
Non-Lead | 28 THIRD ST | Newport | Vermont | 5855 | 435-136-16068 |  |  | 44.9344 | -72.212 | 8 |  | Unknown | Unknown | Copper | 05/05/1995 | 0.75 | Water System/Municipal Records | Copper |  | 0.75 | Visual Inspection - Water System | Multi-family residence | No |  |  |  |  | Non_Unknown_Non | 0 | 0 | 0 | 1 | Yes | No
GRR | 38 THIRD ST | Newport | Vermont | 5855 | 435-136-14894 |  |  | 44.9343 | -72.2118 | 6 |  | Unknown | Unknown | Other | 08/2011 | 0.5 | Water System/Municipal Records | Galvanized Iron/Steel |  | 0.75 | Visual Inspection - Water System | Multi-family residence | No |  |  |  |  | Non_Unknown_GRR | 0 | 1 | 0 | 0 | Yes | Yes
GRR | 48 THIRD ST | Newport | Vermont | 5855 | 435-136-14894 |  |  | 44.9343 | -72.2119 |  |  | Unknown | Unknown | Other | 08/2011 |  | Water System/Municipal Records | Galvanized Iron/Steel |  | 0.75 | Visual Inspection - Water System | Multi-family residence | No |  |  |  |  | Non_Unknown_GRR | 0 | 1 | 0 | 0 | Yes | Yes
Unknown | 58 THIRD ST | Newport | Vermont | 5855 | 435-136-16066 |  |  | 44.9341 | -72.2118 |  |  | Unknown | Unknown | Unknown |  |  | Unknown Material – No Source | Copper |  | 0.75 | Visual Inspection - Water System | Multi-family residence | No |  |  |  |  | Unk_Unknown_Non | 0 | 0 | 1 | 0 | Yes | No
Non-Lead | 63 THIRD ST | Newport | Vermont | 5855 | 435-136-16172 |  |  | 44.9342 | -72.2113 |  |  | Unknown | Unknown | Copper | 09/03/1999 | 0.75 | Water System/Municipal Records | Copper |  | 1 | Visual Inspection - Water System | Business/Commercial | No |  |  |  |  | Non_Unknown_Non | 0 | 0 | 0 | 1 | Yes | No
GRR | 66 THIRD ST | Newport | Vermont | 5855 | 435-136-14628 |  |  | 44.9341 | -72.2116 | 6 |  | No | Unknown | Copper | 8/2/2011 | 0.75 | Water System/Municipal Records | Galvanized Iron/Steel |  | 0.75 | Visual Inspection - Water System | Multi-family residence | No |  | Copper | Galvanized Iron/Steel |  | Non_Unknown_GRR | 0 | 1 | 0 | 0 | Yes | Yes
GRR | 80 THIRD ST | Newport | Vermont | 5855 | 435-136-15189 |  |  | 44.9337 | -72.2116 | 6 |  | Unknown | Unknown | Other | 08/5/2011 | 0.75 | Water System/Municipal Records | Galvanized Iron/Steel |  |  | Visual Inspection - Water System | Multi-family residence | No |  |  |  |  | Non_Unknown_GRR | 0 | 1 | 0 | 0 | Yes | Yes
Non-Lead | 89 THIRD ST | Newport | Vermont | 5855 | 435-136-15840 |  |  | 44.9336 | -72.211 | 6 |  | No | Unknown | Copper | 08/01/2011 | 0.75 | Water System/Municipal Records | Copper |  | 0.75 | Visual Inspection - Water System | Multi-family residence | No |  |  |  |  | Non_Unknown_Non | 0 | 0 | 0 | 1 | Yes | No
Non-Lead | 90 THIRD ST | Newport | Vermont | 5855 | 435-136-14805 |  |  | 44.9336 | -72.2114 |  |  | Unknown | Unknown | Other | 08/11/2011 | 0.75 | Water System/Municipal Records | Copper |  | 0.75 | Visual Inspection - Water System | Multi-family residence | No |  |  |  |  | Non_Unknown_Non | 0 | 0 | 0 | 1 | Yes | No
Non-Lead | 94 TP LANE | Newport | Vermont | 5855 | 435-136-15618 | [6 empty] | Unknown | Unknown | Other |  | 6 | Water System/Municipal Records | Other |  | 6 | Visual Inspection - Water System |  | No |  |  |  |  | Non_Unknown_Non | 0 | 0 | 0 | 1 | Yes | No
Unknown | 54 TRANQUILITY LANE | Newport | Vermont | 5855 | 435-136-16291 |  |  | 44.9503 | -72.2379 | 2 | PVC | Unknown | Unknown | Unknown |  |  | Unknown Material – No Source | Unknown |  |  | Unknown Material – No Source |  | No |  |  |  |  | Unk_Unknown_Unk | 0 | 0 | 1 | 0 | Yes | No
Unknown | 55 TRANQUILITY LANE | Newport | Vermont | 5855 | 435-136-15161 |  |  | 44.9494 | -72.2385 | 2 | PVC | Unknown | Unknown | Unknown |  |  | Unknown Material – No Source | Unknown |  |  | Unknown Material – No Source |  | No |  |  |  |  | Unk_Unknown_Unk | 0 | 0 | 1 | 0 | Yes | No
Unknown | 34 TREMPE AVE | Newport | Vermont | 5855 | 435-136-15676 |  |  | 44.935 | -72.2236 | 6 |  | No | Unknown | Copper | 4/30/1991 |  | Water System/Municipal Records | Unknown |  |  | Unknown Material – No Source |  | No |  |  |  |  | Non_Unknown_Unk | 0 | 0 | 1 | 0 | Yes | No
Non-Lead | 51 TREMPE AVE | Newport | Vermont | 5855 | 435-136-14772 |  |  | 44.935 | -72.2242 | 6 |  | No | Unknown | Copper | 7/24/1991 |  | Water System/Municipal Records | Copper |  | 0.75 | Visual Inspection - Water System | Single Family Residence | No |  |  |  |  | Non_Unknown_Non | 0 | 0 | 0 | 1 | Yes | No
Unknown | 74 TREMPE AVE | Newport | Vermont | 5855 | 435-136-14625 |  |  | 44.9355 | -72.224 |  |  | Unknown | Unknown | Unknown | 4/16/1968 |  | Unknown Material – No Source | Copper |  | 0.75 | Visual Inspection - Water System | Single Family Residence | No |  |  |  |  | Unk_Unknown_Non | 0 | 0 | 1 | 0 | Yes | No
Unknown | 75 TREMPE AVE | Newport | Vermont | 5855 | 435-136-14354 |  |  | 44.9353 | -72.2245 | 6 |  | Unknown | Unknown | Unknown | 1967 |  | Unknown Material – No Source | Copper |  | 0.75 | Visual Inspection - Water System | Single Family Residence | No |  |  |  |  | Unk_Unknown_Non | 0 | 0 | 1 | 0 | Yes | No
Non-Lead | 102 UNION ST | Newport | Vermont | 5855 | 435-136-14650 |  |  | 44.944 | -72.2029 | 10 |  | No | Unknown | Copper | 9/26/1995 | 1 | Water System/Municipal Records | Copper |  | 1 | Visual Inspection - Water System | Business/Commercial | No |  |  |  |  | Non_Unknown_Non | 0 | 0 | 0 | 1 | Yes | No
GRR | 162 UNION ST | Newport | Vermont | 5855 | 435-136-16187 |  |  | 44.9447 | -72.2026 | 6 |  | Unknown | Unknown | Unknown | 1/26/1960 | 0.5 | Unknown Material – No Source | Galvanized Iron/Steel |  | 0.75 | Visual Inspection - Water System | Single Family Residence | No |  | Copper | PEX |  | Unk_Unknown_GRR | 0 | 1 | 0 | 0 | Yes | Yes
Unknown | 225 UNION ST | Newport | Vermont | 5855 | 435-136-14362 |  |  | 44.9454 | -72.2022 | Other |  | Unknown | Unknown | Other | 07/15/2005 |  | Water System/Municipal Records | Unknown |  |  | Unknown Material – No Source | Single Family Residence | No |  |  |  |  | Non_Unknown_Unk | 0 | 0 | 1 | 0 | Yes | No
GRR | 243 UNION ST | Newport | Vermont | 5855 | 435-136-15204 |  |  | 44.9456 | -72.2019 | 4 |  | Unknown | Unknown | Unknown | 8/20/1960 | 0.5 | Unknown Material – No Source | Galvanized Iron/Steel |  | 0.75 | Visual Inspection - Water System | Single Family Residence | No |  |  |  |  | Unk_Unknown_GRR | 0 | 1 | 0 | 0 | Yes | Yes
Unknown | 253 UNION ST | Newport | Vermont | 5855 | 435-136-15693 |  |  | 44.9458 | -72.2018 | 4 |  | Unknown | Unknown | Unknown | 3/23/1960 | 0.5 | Unknown Material – No Source | Copper |  | 0.5 | Visual Inspection - Water System | Single Family Residence | No |  |  |  |  | Unk_Unknown_Non | 0 | 0 | 1 | 0 | Yes | No
Unknown | 265 UNION ST | Newport | Vermont | 5855 | 435-136-14336 |  |  | 44.9461 | -72.2019 | 4 |  | Unknown | Unknown | Unknown | 3/24/1960 | 0.5 | Unknown Material – No Source | Copper |  | 0.75 | Visual Inspection - Water System | Single Family Residence | No |  |  |  |  | Unk_Unknown_Non | 0 | 0 | 1 | 0 | Yes | No
Unknown | 282 UNION ST | Newport | Vermont | 5855 | 435-136-14837 |  |  | 44.946 | -72.201 | Other |  | Unknown | Unknown | Unknown | 7/2/1977 |  | Unknown Material – No Source | Copper |  | 0.75 | Visual Inspection - Water System | Single Family Residence | No |  |  |  |  | Unk_Unknown_Non | 0 | 0 | 1 | 0 | Yes | No
Unknown | 283 UNION ST | Newport | Vermont | 5855 | 435-136-15209 |  |  | 44.9462 | -72.2014 | 4 |  | Unknown | Unknown | Unknown | 1/26/1960 | 0.5 | Unknown Material – No Source | Unknown |  |  | Unknown Material – No Source | Single Family Residence | No |  |  |  |  | Unk_Unknown_Unk | 0 | 0 | 1 | 0 | Yes | No
Unknown | 298 UNION ST | Newport | Vermont | 5855 | 435-136-16122 |  |  | 44.9463 | -72.2009 | 4 |  | Unknown | Unknown | Unknown | 1/27/1960 | 0.5 | Unknown Material – No Source | Unknown |  |  | Unknown Material – No Source | Single Family Residence | No |  |  |  |  | Unk_Unknown_Unk | 0 | 0 | 1 | 0 | Yes | No
Non-Lead | 299 UNION ST | Newport | Vermont | 5855 | 435-136-14339 |  |  | 44.9464 | -72.2018 |  |  | Unknown | Unknown | Copper | 10/21/1997 |  | Water System/Municipal Records | Copper |  | 0.75 | Visual Inspection - Water System | Single Family Residence | No |  | Copper |  |  | Non_Unknown_Non | 0 | 0 | 0 | 1 | Yes | No
Unknown | 305 UNION ST | Newport | Vermont | 5855 | 435-136-14903 |  |  | 44.9466 | -72.2013 | 4 |  | Unknown | Unknown | Unknown | 3/23/1960 | 0.5 | Unknown Material – No Source | Copper |  | 0.5 | Visual Inspection - Water System | Single Family Residence | No |  | Galvanized Iron/Steel |  |  | Unk_Unknown_Non | 0 | 0 | 1 | 0 | Yes | No
Non-Lead | 308 UNION ST | Newport | Vermont | 5855 | 435-136-15138 |  |  | 44.9465 | -72.2009 | 10 |  | Unknown | Unknown | Copper | 05/11/1994 | 0.75 | Water System/Municipal Records | Copper |  | 0.75 | Visual Inspection - Water System | Multi-family residence | No |  |  |  |  | Non_Unknown_Non | 0 | 0 | 0 | 1 | Yes | No
Non-Lead | 317 UNION ST | Newport | Vermont | 5855 | 435-136-14765 |  |  | 44.9467 | -72.2012 | 4 |  | Unknown | Unknown | Other | 02/09/1998 | 0.5 | Water System/Municipal Records | Copper |  | 0.75 | Visual Inspection - Water System | Single Family Residence | No |  |  |  |  | Non_Unknown_Non | 0 | 0 | 0 | 1 | Yes | No
Non-Lead | 318 UNION ST | Newport | Vermont | 5855 | 435-136-15137 |  |  | 44.9467 | -72.2008 | 10 |  | No | Unknown | Copper | 5/11/1994 | 0.75 | Water System/Municipal Records | Copper |  | 0.75 | Visual Inspection - Water System | Single Family Residence | No |  |  |  |  | Non_Unknown_Non | 0 | 0 | 0 | 1 | Yes | No
Unknown | 336 UNION ST | Newport | Vermont | 5855 | 435-136-15545 |  |  | 44.9467 | -72.2007 | 4 |  | Unknown | Unknown | Unknown | 1984 | 0.5 | Unknown Material – No Source | Copper |  | 0.75 | Visual Inspection - Water System | Single Family Residence | No |  | Copper |  |  | Unk_Unknown_Non | 0 | 0 | 1 | 0 | Yes | No
Unknown | 350 UNION ST | Newport | Vermont | 5855 | 435-136-16223 |  |  | 44.947 | -72.2006 | 4 |  | Unknown | Unknown | Unknown | 1/27/1960 | 0.5 | Unknown Material – No Source | Unknown |  |  | Unknown Material – No Source | Single Family Residence | No |  |  |  |  | Unk_Unknown_Unk | 0 | 0 | 1 | 0 | Yes | No
Unknown | 375 UNION ST | Newport | Vermont | 5855 | 435-136-15713 |  |  | 44.9474 | -72.201 | 4 |  | No | Unknown | Other | 2/9/1998 |  | Water System/Municipal Records | Unknown |  |  | Unknown Material – No Source |  | No |  |  |  |  | Non_Unknown_Unk | 0 | 0 | 1 | 0 | Yes | No
Unknown | 387 UNION ST | Newport | Vermont | 5855 | 435-136-16240 |  |  | 44.9477 | -72.2009 | 4 |  | Unknown | Unknown | Unknown | 3/24/1960 | 1 | Unknown Material – No Source | Copper |  | 0.75 | Visual Inspection - Water System | Business/Commercial | No |  |  |  |  | Unk_Unknown_Non | 0 | 0 | 1 | 0 | Yes | No
Unknown | 414 UNION ST | Newport | Vermont | 5855 | 435-136-15503 |  |  | 44.948 | -72.2003 | 4 |  | Unknown | Unknown | Unknown | 3/24/1960 | 0.5 | Unknown Material – No Source | Copper |  | 0.75 | Visual Inspection - Water System | Single Family Residence | No |  |  |  |  | Unk_Unknown_Non | 0 | 0 | 1 | 0 | Yes | No
Unknown | 415 UNION ST | Newport | Vermont | 5855 | 435-136-14472 |  |  | 44.9481 | -72.2009 | 4 |  | Unknown | Unknown | Unknown | 3/24/1960 | 0.5 | Unknown Material – No Source | Copper |  | 0.5 | Visual Inspection - Water System | Business/Commercial | No |  |  |  |  | Unk_Unknown_Non | 0 | 0 | 1 | 0 | Yes | No
Unknown | 472 UNION ST | Newport | Vermont | 5855 | 435-136-15782 |  |  | 44.9486 | -72.1998 | 8 |  | Unknown | Unknown | Unknown | 3/24/1960 | 0.5 | Unknown Material – No Source | Copper |  | 0.5 | Visual Inspection - Water System | Business/Commercial | No |  |  |  |  | Unk_Unknown_Non | 0 | 0 | 1 | 0 | Yes | No
Non-Lead | 475 UNION ST | Newport | Vermont | 5855 | 435-136-14619 |  |  | 44.9488 | -72.2004 | 6 |  | No | Unknown | Other | 07/22/2014 |  | Water System/Municipal Records | Copper |  | 0.75 | Visual Inspection - Water System | Business/Commercial | No |  |  |  |  | Non_Unknown_Non | 0 | 0 | 0 | 1 | Yes | No
GRR | 515 UNION ST | Newport | Vermont | 5855 | 435-136-14930 |  |  | 44.9494 | -72.2001 | 6 |  | Unknown | Unknown | Unknown | 3/24/1960 | 0.5 | Unknown Material – No Source | Galvanized Iron/Steel |  | 0.75 | Visual Inspection - Water System | Business/Commercial | No |  | PEX |  |  | Unk_Unknown_GRR | 0 | 1 | 0 | 0 | Yes | Yes
Unknown | 540 UNION ST | Newport | Vermont | 5855 | 435-136-16191 |  |  | 44.9493 | -72.1991 | 8 |  | Unknown | Unknown | Unknown | 6/22/1962 | 2 | Unknown Material – No Source | Copper |  | 2 | Visual Inspection - Water System | Business/Commercial | No |  |  |  |  | Unk_Unknown_Non | 0 | 0 | 1 | 0 | Yes | No
Non-Lead | 565 UNION ST | Newport | Vermont | 5855 | 435-136-15663 |  |  | 44.9501 | -72.1997 |  |  | Unknown | Unknown | Other | 12/19/1990 |  | Water System/Municipal Records | Other |  | 8 | Visual Inspection - Water System | Business/Commercial | No |  |  |  |  | Non_Unknown_Non | 0 | 0 | 0 | 1 | Yes | No
Unknown | 593 UNION ST | Newport | Vermont | 5855 | 435-136-15598 |  |  | 44.9506 | -72.1994 | 4 |  | Unknown | Unknown | Unknown | 7/29/1988 |  | Unknown Material – No Source | Copper |  | 0.75 | Visual Inspection - Water System | Business/Commercial | No |  | Copper |  |  | Unk_Unknown_Non | 0 | 0 | 1 | 0 | Yes | No
Unknown | 637 UNION ST | Newport | Vermont | 5855 | 435-136-15578 |  |  | 44.951 | -72.1991 | 4 |  | Unknown | Unknown | Unknown | 8/1/1988 |  | Unknown Material – No Source | HDPE |  | 1 | Visual Inspection - Water System | Business/Commercial | No |  | Copper |  |  | Unk_Unknown_Non | 0 | 0 | 1 | 0 | Yes | No
GRR | 642 UNION ST | Newport | Vermont | 5855 | 435-136-15376 |  |  | 44.9508 | -72.1983 | Other |  | No | Unknown | Copper | 7/18/1977 | 0.75 | Water System/Municipal Records | Galvanized Iron/Steel |  | 0.75 | Visual Inspection - Water System | Single Family Residence | No |  | Copper |  |  | Non_Unknown_GRR | 0 | 1 | 0 | 0 | Yes | Yes
GRR | 667 UNION ST | Newport | Vermont | 5855 | 435-136-14542 |  |  | 44.9515 | -72.1987 | 4 |  | Unknown | Unknown | Unknown |  |  | Unknown Material – No Source | Galvanized Iron/Steel |  | 0.75 | Visual Inspection - Water System | Single Family Residence | No |  |  |  |  | Unk_Unknown_GRR | 0 | 1 | 0 | 0 | Yes | Yes
Unknown | 80 UNION ST | Newport | Vermont | 5855 | 435-136-15034 |  |  | 44.9438 | -72.2031 | Other |  | Unknown | Unknown | Unknown | 5/28/1985 |  | Unknown Material – No Source | Copper |  | 0.5 | Visual Inspection - Water System | Business/Commercial | No |  |  |  |  | Unk_Unknown_Non | 0 | 0 | 1 | 0 | Yes | No
Non-Lead | 830 UNION ST | Newport | Vermont | 5855 | 435-136-15579 |  |  | 44.9519 | -72.1949 | 8 |  | Unknown | Unknown | Other | 1998 |  | Water System/Municipal Records | Copper |  | 0.75 | Visual Inspection - Water System | Business/Commercial | No |  |  |  |  | Non_Unknown_Non | 0 | 0 | 0 | 1 | Yes | No
Non-Lead | 209 VETERANS AVE | Newport | Vermont | 5855 | 435-136-15651 |  |  | 44.9462 | -72.2034 |  |  | Unknown | Unknown | Other | 1967 | Unknown | Other - Source Reported in Summary | Other |  | 6 | Visual Inspection - Water System | School | No |  |  |  |  | Non_Unknown_Non | 0 | 0 | 0 | 1 | Yes | No
GRR | 35 VETERANS AVE | Newport | Vermont | 5855 | 435-136-14290 |  |  | 44.9488 | -72.2041 |  |  | Unknown | Unknown | Unknown | 11/9/1964 |  | Unknown Material – No Source | Galvanized Iron/Steel |  | 2 | Visual Inspection - Water System | Business/Commercial | No |  | Copper |  |  | Unk_Unknown_GRR | 0 | 1 | 0 | 0 | Yes | Yes
Unknown | 17 VT RTE 105 | Newport | Vermont | 5855 | 438-137-10766 |  |  | 44.9322 | -72.2419 |  |  | Unknown | Unknown | Unknown | 1976 |  | Unknown Material – No Source | Unknown |  |  | Unknown Material – No Source | Single Family Residence | No |  |  |  |  | Unk_Unknown_Unk | 0 | 0 | 1 | 0 | Yes | No
Non-Lead | 24 WARREN ST | Newport | Vermont | 5855 | 435-136-14570 |  |  | 44.9372 | -72.2266 | Other |  | No | Unknown | Copper |  | 1 | Water System/Municipal Records | Copper |  | 0.75 | Visual Inspection - Water System | Single Family Residence | No |  |  |  |  | Non_Unknown_Non | 0 | 0 | 0 | 1 | Yes | No
Unknown | 51 WARREN ST | Newport | Vermont | 5855 | 435-136-14922 |  |  | 44.9368 | -72.2274 |  |  | Unknown | Unknown | Unknown |  |  | Unknown Material – No Source | Copper |  | 0.75 | Visual Inspection - Other | Single Family Residence | No |  |  |  |  | Unk_Unknown_Non | 0 | 0 | 1 | 0 | Yes | No
Unknown | 187 WATERFRONT PLAZA | Newport | Vermont | 5855 | 435-136-16412 |  |  | 44.9421 | -72.2051 |  |  | Unknown | Unknown | Unknown |  |  | Unknown Material – No Source | Copper |  | 2 | Visual Inspection - Water System | Business/Commercial | No |  |  |  |  | Unk_Unknown_Non | 0 | 0 | 1 | 0 | Yes | No
Non-Lead | 21 WATERFRONT PLAZA | Newport | Vermont | 5855 | 435-136-15765 |  |  | 44.9389 | -72.206 |  |  | Unknown | Unknown | Other |  | Unknown | Other - Source Reported in Summary | Other |  | 4 | Visual Inspection - Water System | Business/Commercial | No |  |  |  |  | Non_Unknown_Non | 0 | 0 | 0 | 1 | Yes | No
Unknown | 137 WATERFRONT PLAZA | Newport | Vermont | 5855 | 435-136-15765 |  |  | 44.9411 | -72.2054 |  |  | Unknown | Unknown | Unknown |  |  | Unknown Material – No Source | Copper |  | 1 | Visual Inspection - Water System | Business/Commercial | No |  |  |  |  | Unk_Unknown_Non | 0 | 0 | 1 | 0 | Yes | No
Non-Lead | 17 WEAVER ST | Newport | Vermont | 5855 | 435-136-15963 |  |  | 44.9349 | -72.2011 |  |  | Unknown | Unknown | Copper |  |  | Water System/Municipal Records | Copper |  | 0.5 | Visual Inspection - Water System | Single Family Residence | No |  |  |  |  | Non_Unknown_Non | 0 | 0 | 0 | 1 | Yes | No
Non-Lead | 37 WEAVER ST | Newport | Vermont | 5855 | 435-136-15963 |  |  | 44.9347 | -72.2012 |  |  | Unknown | Unknown | Copper | 5/19/2008 | 0.5 | Water System/Municipal Records | Copper |  | 0.5 | Visual Inspection - Water System | Single Family Residence | No |  |  |  |  | Non_Unknown_Non | 0 | 0 | 0 | 1 | Yes | No
GRR | 81 WEAVER ST | Newport | Vermont | 5855 | 435-136-15960 |  |  | 44.9344 | -72.2014 |  |  | Unknown | Unknown | Unknown |  |  | Unknown Material – No Source | Galvanized Iron/Steel |  | 1 | Visual Inspection - Water System | Business/Commercial | No |  |  |  |  | Unk_Unknown_GRR | 0 | 1 | 0 | 0 | Yes | Yes
Unknown | 28 WELLS ST | Newport | Vermont | 5855 | 435-136-16201 |  |  | 44.9324 | -72.2022 | 1 | Other | Unknown | Unknown | Unknown | 09/04/1986 |  | Unknown Material – No Source | Copper |  | 0.75 | Visual Inspection - Water System | Single Family Residence | No |  | Galvanized Iron/Steel |  |  | Unk_Unknown_Non | 0 | 0 | 1 | 0 | Yes | No
Non-Lead | 43 WELLS ST | Newport | Vermont | 5855 | 435-136-15921 |  |  | 44.9323 | -72.2017 | 1 | Other | No | Unknown | Copper | 09/04/1986 |  | Water System Maps/Drawings | Copper |  | 0.75 | Visual Inspection - Water System | Single Family Residence | No |  | Copper |  |  | Non_Unknown_Non | 0 | 0 | 0 | 1 | Yes | No
Non-Lead | 48 WELLS ST | Newport | Vermont | 5855 | 435-136-15919 |  |  | 44.9321 | -72.2016 | 1 | Other | No | Unknown | Copper | 09/04/1986 |  | Water System Maps/Drawings | Copper |  | 0.75 | Visual Inspection - Water System | Single Family Residence | No |  | Copper |  |  | Non_Unknown_Non | 0 | 0 | 0 | 1 | Yes | No
Unknown | 9 WELLS ST | Newport | Vermont | 5855 | 435-136-15923 |  |  | 44.9327 | -72.2022 | 1 | Other | No | Unknown | Copper | 09/04/1986 |  | Water System Maps/Drawings | Unknown |  |  | Unknown Material – No Source |  | No |  |  |  |  | Non_Unknown_Unk | 0 | 0 | 1 | 0 | Yes | No
Non-Lead | 102 WEST END AVE | Newport | Vermont | 5855 | 435-136-16073 |  |  | 44.9333 | -72.2194 |  |  | No | Unknown | Other | 2020 |  | Water System/Municipal Records | Other |  | 4 | Visual Inspection - Water System | Multi-family residence | No |  |  |  |  | Non_Unknown_Non | 0 | 0 | 0 | 1 | Yes | No
GRR | 103 WEST END AVE | Newport | Vermont | 5855 | 435-136-15438 |  |  | 44.9336 | -72.2196 |  |  | Unknown | Unknown | Copper | 07/26/2001 | 0.75 | Water System/Municipal Records | Galvanized Iron/Steel |  | 0.75 | Visual Inspection - Water System | Single Family Residence | No |  |  |  |  | Non_Unknown_GRR | 0 | 1 | 0 | 0 | Yes | Yes
Unknown | 123 WEST END AVE | Newport | Vermont | 5855 | 435-136-15358 |  |  | 44.9341 | -72.2192 |  |  | Unknown | Unknown | Other | 2001 |  | Water System/Municipal Records | Unknown |  |  | Unknown Material – No Source |  | No |  |  |  |  | Non_Unknown_Unk | 0 | 0 | 1 | 0 | Yes | No
Unknown | 30 WEST END AVE | Newport | Vermont | 5855 | 435-136-15236 |  |  | 44.9327 | -72.2205 |  |  | Unknown | Unknown | Other | 2001 |  | Water System/Municipal Records | Unknown |  |  | Unknown Material – No Source |  | No |  |  |  |  | Non_Unknown_Unk | 0 | 0 | 1 | 0 | Yes | No
Unknown | 36 WEST END AVE | Newport | Vermont | 5855 | 435-136-16181 |  |  | 44.9329 | -72.2204 |  |  | Unknown | Unknown | Other | 2001 |  | Water System/Municipal Records | Unknown |  |  | Unknown Material – No Source |  | No |  |  |  |  | Non_Unknown_Unk | 0 | 0 | 1 | 0 | Yes | No
GRR | 47 WEST END AVE | Newport | Vermont | 5855 | 435-136-14566 |  |  | 44.933 | -72.2205 | 8 |  | No | Unknown | Copper | 08/02/2001 | 0.75 | Water System/Municipal Records | Galvanized Iron/Steel |  | 0.75 | Visual Inspection - Water System | Single Family Residence | No |  |  |  |  | Non_Unknown_GRR | 0 | 1 | 0 | 0 | Yes | Yes
Unknown | 61 WEST END AVE | Newport | Vermont | 5855 | 435-136-15335 |  |  | 44.9334 | -72.2203 |  |  | Unknown | Unknown | Other | 2001 |  | Water System/Municipal Records | Unknown |  |  | Unknown Material – No Source |  | No |  |  |  |  | Non_Unknown_Unk | 0 | 0 | 1 | 0 | Yes | No
Non-Lead | 80 WEST END AVE | Newport | Vermont | 5855 | 435-136-16073 |  |  | 44.9331 | -72.2198 | 8 |  | Unknown | Unknown | Copper | 07/26/2001 | 0.75 | Water System/Municipal Records | Copper |  |  | Visual Inspection - Other | Multi-family residence | No |  |  |  |  | Non_Unknown_Non | 0 | 0 | 0 | 1 | Yes | No
Unknown | 83 WEST END AVE | Newport | Vermont | 5855 | 435-136-14342 |  |  | 44.9336 | -72.22 |  |  | Unknown | Unknown | Other | 2001 |  | Water System/Municipal Records | Unknown |  |  | Unknown Material – No Source |  | No |  |  |  |  | Non_Unknown_Unk | 0 | 0 | 1 | 0 | Yes | No
Unknown | 109 WEST MAIN ST | Newport | Vermont | 5855 | 435-136-15809 |  |  | 44.9331 | -72.2188 |  |  | Unknown | Unknown | Other | 9/15/1992 |  | Water System/Municipal Records | Unknown |  |  | Unknown Material – No Source | Single Family Residence | No |  |  |  |  | Non_Unknown_Unk | 0 | 0 | 1 | 0 | Yes | No
Unknown | 122 WEST MAIN ST | Newport | Vermont | 5855 | 435-136-15833 |  |  | 44.9332 | -72.2186 | 6 |  | No | Unknown | Copper | 9/25/1992 | 0.5 | Water System/Municipal Records | Unknown |  |  | Unknown Material – No Source | Single Family Residence | No |  |  |  |  | Non_Unknown_Unk | 0 | 0 | 1 | 0 | Yes | No
Non-Lead | 123 WEST MAIN ST | Newport | Vermont | 5855 | 435-136-16072 |  |  | 44.9329 | -72.2188 | 6 |  | Unknown | Unknown | Other | 09/15/1992 |  | Water System/Municipal Records | Copper |  | 0.75 | Visual Inspection - Water System | Single Family Residence | No |  |  |  |  | Non_Unknown_Non | 0 | 0 | 0 | 1 | Yes | No
Unknown | 134 WEST MAIN ST | Newport | Vermont | 5855 | 435-136-15513 |  |  | 44.9334 | -72.2186 |  |  | Unknown | Unknown | Unknown | 1984 |  | Unknown Material – No Source | Unknown |  |  | Unknown Material – No Source | Single Family Residence | No |  |  |  |  | Unk_Unknown_Unk | 0 | 0 | 1 | 0 | Yes | No
Non-Lead | 148 WEST MAIN ST | Newport | Vermont | 5855 | 435-136-15338 |  |  | 44.9334 | -72.2187 | 6 |  | Unknown | Unknown | Copper | 10/7/1954 | 0.5 | Water System/Municipal Records | Copper |  | 0.5 | Visual Inspection - Water System | Single Family Residence | No |  |  |  |  | Non_Unknown_Non | 0 | 0 | 0 | 1 | Yes | No
Unknown | 192 WEST MAIN ST | Newport | Vermont | 5855 | 435-136-15351 |  |  | 44.934 | -72.2188 |  |  | Unknown | Unknown | Unknown | 3/19/1960 |  | Unknown Material – No Source | Unknown |  |  | Unknown Material – No Source | Single Family Residence | No |  |  |  |  | Unk_Unknown_Unk | 0 | 0 | 1 | 0 | Yes | No
Non-Lead | 245 WEST MAIN ST | Newport | Vermont | 5855 | 435-136-15086 |  |  | 44.9343 | -72.2196 | 6 |  | Unknown | Unknown | Copper | 04/27/1994 | 0.75 | Water System/Municipal Records | Copper |  | 0.75 | Visual Inspection - Water System | Multi-family residence | No |  | Copper |  |  | Non_Unknown_Non | 0 | 0 | 0 | 1 | Yes | No
Non-Lead | 247 WEST MAIN ST | Newport | Vermont | 5855 | 435-136-15251 |  |  | 44.9341 | -72.2199 | 6 |  | Unknown | Unknown | Copper | 05/06/1993 | 0.75 | Water System/Municipal Records | Copper |  | 0.75 | Visual Inspection - Water System | Single Family Residence | No |  | PEX |  |  | Non_Unknown_Non | 0 | 0 | 0 | 1 | Yes | No
Unknown | 267 WEST MAIN ST | Newport | Vermont | 5855 | 435-136-14900 |  |  | 44.9347 | -72.2198 |  |  | Unknown | Unknown | Unknown | 1968 |  | Unknown Material – No Source | Unknown |  |  | Unknown Material – No Source | Single Family Residence | No |  |  |  |  | Unk_Unknown_Unk | 0 | 0 | 1 | 0 | Yes | No
GRR | 269 WEST MAIN ST | Newport | Vermont | 5855 | 435-136-14584 |  |  | 44.9347 | -72.2201 | 6 |  | Unknown | Unknown | Copper | 04/28/1994 | 0.5 | Water System/Municipal Records | Galvanized Iron/Steel |  | 0.75 | Visual Inspection - Water System | Single Family Residence | No |  | Galvanized Iron/Steel | Copper |  | Non_Unknown_GRR | 0 | 1 | 0 | 0 | Yes | Yes
Non-Lead | 292 WEST MAIN ST | Newport | Vermont | 5855 | 435-136-15884 |  |  | 44.9352 | -72.2201 | 6 |  | Unknown | Unknown | Copper | 04/29/1994 |  | Water System/Municipal Records | Copper |  | 0.5 | Visual Inspection - Water System | Single Family Residence | No |  | Copper |  |  | Non_Unknown_Non | 0 | 0 | 0 | 1 | Yes | No
Non-Lead | 297 WEST MAIN ST | Newport | Vermont | 5855 | 435-136-16269 |  |  | 44.9349 | -72.2204 | 6 |  | Unknown | Unknown | Copper | 04/28/1994 | 0.5 | Water System/Municipal Records | Copper |  | 0.5 | Visual Inspection - Water System | Single Family Residence | No |  |  |  |  | Non_Unknown_Non | 0 | 0 | 0 | 1 | Yes | No
Unknown | 305 WEST MAIN ST | Newport | Vermont | 5855 | 435-136-15156 |  |  | 44.9351 | -72.2206 |  |  | Unknown | Unknown | Unknown | 11/10/1959 |  | Unknown Material – No Source | Copper |  | 0.75 | Visual Inspection - Water System | Single Family Residence | No |  | Copper |  |  | Unk_Unknown_Non | 0 | 0 | 1 | 0 | Yes | No
Unknown | 318 WEST MAIN ST | Newport | Vermont | 5855 | 435-136-14516 |  |  | 44.9353 | -72.2206 | 6 |  | Unknown | Unknown | Unknown | 1968 |  | Unknown Material – No Source | Copper |  | 0.5 | Visual Inspection - Water System | Single Family Residence | No |  |  |  |  | Unk_Unknown_Non | 0 | 0 | 1 | 0 | Yes | No
GRR | 323 WEST MAIN ST | Newport | Vermont | 5855 | 435-136-15994 |  |  | 44.9351 | -72.2208 | 6 |  | Unknown | Unknown | Other | 05/03/1994 |  | Water System/Municipal Records | Galvanized Iron/Steel |  | 0.5 | Visual Inspection - Water System | Single Family Residence | No |  | Copper |  |  | Non_Unknown_GRR | 0 | 1 | 0 | 0 | Yes | Yes
Non-Lead | 344 WEST MAIN ST | Newport | Vermont | 5855 | 435-136-16158 |  |  | 44.9354 | -72.2212 |  |  | Unknown | Unknown | Copper | 06/4/1992 | 0.5 | Water System/Municipal Records | Copper |  | 0.5 | Visual Inspection - Water System | Single Family Residence | No |  |  |  |  | Non_Unknown_Non | 0 | 0 | 0 | 1 | Yes | No
Unknown | 352 WEST MAIN ST | Newport | Vermont | 5855 | 435-136-15330 |  |  | 44.9354 | -72.2215 | 4 |  | Unknown | Unknown | Copper | 6/4/1992 |  | Water System/Municipal Records | Unknown |  |  | Unknown Material – No Source | Single Family Residence | No |  |  |  |  | Non_Unknown_Unk | 0 | 0 | 1 | 0 | Yes | No
Non-Lead | 363 WEST MAIN ST | Newport | Vermont | 5855 | 435-136-14995 |  |  | 44.9351 | -72.221 |  |  | Unknown | Unknown | Copper | 06/4/1992 |  | Water System/Municipal Records | Copper |  | 0.75 | Visual Inspection - Water System | Single Family Residence | No |  | PEX |  |  | Non_Unknown_Non | 0 | 0 | 0 | 1 | Yes | No
Non-Lead | 387 WEST MAIN ST | Newport | Vermont | 5855 | 435-136-14316 |  |  | 44.9347 | -72.2217 | 4 |  | Unknown | Unknown | Copper | 08/27/1997 | 0.75 | Water System/Municipal Records | HDPE |  | 0.75 | Visual Inspection - Water System | Single Family Residence | No |  | PEX |  |  | Non_Unknown_Non | 0 | 0 | 0 | 1 | Yes | No
Non-Lead | 402 WEST MAIN ST | Newport | Vermont | 5855 | 435-136-15342 |  |  | 44.935 | -72.2222 | 4 |  | Unknown | Unknown | Copper | 06/08/1992 |  | Water System/Municipal Records | Copper |  | 0.75 | Visual Inspection - Water System |  | No |  |  |  |  | Non_Unknown_Non | 0 | 0 | 0 | 1 | Yes | No
Unknown | 420 WEST MAIN ST | Newport | Vermont | 5855 | 435-136-15206 |  |  | 44.935 | -72.2226 | 4 |  | Unknown | Unknown | Unknown | 12/8/1959 |  | Unknown Material – No Source | Unknown |  |  | Unknown Material – No Source | Single Family Residence | No |  |  |  |  | Unk_Unknown_Unk | 0 | 0 | 1 | 0 | Yes | No
Unknown | 425 WEST MAIN ST | Newport | Vermont | 5855 | 435-136-15392 |  |  | 44.9345 | -72.2226 | 4 |  | Unknown | Unknown | Unknown | 12/09/1959 | 0.5 | Unknown Material – No Source | Copper |  | 0.75 | Visual Inspection - Water System | Single Family Residence | No |  | Copper |  |  | Unk_Unknown_Non | 0 | 0 | 1 | 0 | Yes | No
Unknown | 452 WEST MAIN ST | Newport | Vermont | 5855 | 435-136-15222 |  |  | 44.9347 | -72.2229 |  |  | Unknown | Unknown | Unknown |  |  | Unknown Material – No Source | Unknown |  |  | Unknown Material – No Source | Single Family Residence | No |  |  |  |  | Unk_Unknown_Unk | 0 | 0 | 1 | 0 | Yes | No
GRR | 489 WEST MAIN ST | Newport | Vermont | 5855 | 435-136-14328 |  |  | 44.934 | -72.2237 | 4 |  | Unknown | Unknown | Copper | 06/09/1992 |  | Water System/Municipal Records | Galvanized Iron/Steel |  | 0.75 | Visual Inspection - Water System | Single Family Residence | No |  | Copper |  |  | Non_Unknown_GRR | 0 | 1 | 0 | 0 | Yes | Yes
Non-Lead | 515 WEST MAIN ST | Newport | Vermont | 5855 | 435-136-15478 |  |  | 44.9338 | -72.2243 | 6 |  | No | Unknown | Copper |  | 0.5 | Water System/Municipal Records | Copper |  | 0.75 | Visual Inspection - Water System | Single Family Residence | No |  |  |  |  | Non_Unknown_Non | 0 | 0 | 0 | 1 | Yes | No
Unknown | 52 WEST MAIN ST | Newport | Vermont | 5855 | 435-136-14921 |  |  | 44.9325 | -72.2177 |  |  | Unknown | Unknown | Unknown |  |  | Unknown Material – No Source | Copper |  | 0.75 | Visual Inspection - Water System | Multi-family residence | No |  |  |  |  | Unk_Unknown_Non | 0 | 0 | 1 | 0 | Yes | No
GRR | 520 WEST MAIN ST | Newport | Vermont | 5855 | 435-136-16083 |  |  |  |  | 4 |  | Unknown | Unknown | Copper | 06/10/1992 | 0.75 | Water System/Municipal Records | Galvanized Iron/Steel |  | 0.75 | Visual Inspection - Water System | Multi-family residence | No |  |  |  |  | Non_Unknown_GRR | 0 | 1 | 0 | 0 | Yes | Yes
Non-Lead | 536 WEST MAIN ST | Newport | Vermont | 5855 | 435-136-15391 |  |  | 44.9341 | -72.2247 |  |  | Unknown | Unknown | Other | 06/10/1992 |  | Water System/Municipal Records | Copper |  | 0.5 | Visual Inspection - Water System | Single Family Residence | No |  | Copper |  |  | Non_Unknown_Non | 0 | 0 | 0 | 1 | Yes | No
GRR | 550 WEST MAIN ST | Newport | Vermont | 5855 | 435-136-15569 |  |  | 44.934 | -72.225 | 4 |  | Unknown | Unknown | Other | 06/10/1992 |  | Water System/Municipal Records | Galvanized Iron/Steel |  | 0.5 | Visual Inspection - Water System | Single Family Residence | No |  | Copper |  |  | Non_Unknown_GRR | 0 | 1 | 0 | 0 | Yes | Yes
Unknown | 578 WEST MAIN ST | Newport | Vermont | 5855 | 435-136-15002 |  |  | 44.9346 | -72.2251 |  |  | Unknown | Unknown | Unknown |  |  | Unknown Material – No Source | HDPE |  | 1 | Visual Inspection - Water System | Single Family Residence | No |  |  |  |  | Unk_Unknown_Non | 0 | 0 | 1 | 0 | Yes | No
Non-Lead | 68 WEST MAIN ST | Newport | Vermont | 5855 | 435-136-16095 |  |  | 44.9325 | -72.218 | 6 |  | Unknown | Unknown | Copper | 09/23/1992 |  | Water System Maps/Drawings | Copper |  | 0.5 | Visual Inspection - Water System | Multi-family residence | No |  | PEX |  |  | Non_Unknown_Non | 0 | 0 | 0 | 1 | Yes | No
Unknown | 75 WEST MAIN ST | Newport | Vermont | 5855 | 435-136-15985 |  |  | 44.9324 | -72.2182 | 6 |  | Unknown | Unknown | Unknown | 12/10/1959 |  | Unknown Material – No Source | Unknown |  |  | Unknown Material – No Source | Multi-family residence | No |  |  |  |  | Unk_Unknown_Unk | 0 | 0 | 1 | 0 | Yes | No
Unknown | 80 WEST MAIN ST | Newport | Vermont | 5855 | 435-136-14680 |  |  | 44.9326 | -72.2182 |  |  | Unknown | Unknown | Unknown |  |  | Unknown Material – No Source | Copper |  | 0.75 | Visual Inspection - Water System | Single Family Residence | No |  |  |  |  | Unk_Unknown_Non | 0 | 0 | 1 | 0 | Yes | No
Unknown | 86 WEST MAIN ST | Newport | Vermont | 5855 | 435-136-14778 |  |  | 44.9327 | -72.2184 |  |  | Unknown | Unknown | Unknown | 1961 |  | Unknown Material – No Source | Copper |  | 0.75 | Visual Inspection - Water System | Single Family Residence | No |  |  |  |  | Unk_Unknown_Non | 0 | 0 | 1 | 0 | Yes | No
Unknown | 93 WEST MAIN ST | Newport | Vermont | 5855 | 435-136-16290 |  |  | 44.9326 | -72.2186 | 6 |  | Unknown | Unknown | Copper | 9/17/1992 |  | Water System/Municipal Records | Unknown |  |  | Unknown Material – No Source | Multi-family residence | No |  |  |  |  | Non_Unknown_Unk | 0 | 0 | 1 | 0 | Yes | No
Non-Lead | 97 WEST MAIN ST | Newport | Vermont | 5855 | 435-136-15234 |  |  | 44.9326 | -72.2187 |  |  | Unknown | Unknown | Copper | 09/15/1992 | 0.5 | Water System/Municipal Records | Copper |  | 0.5 | Visual Inspection - Water System | Single Family Residence | No |  | PEX |  |  | Non_Unknown_Non | 0 | 0 | 0 | 1 | Yes | No
Unknown | 376 WESTERN AVE | Newport | Vermont | 5855 | 435-136-14490 |  |  | 44.9392 | -72.1984 |  |  | Unknown | Unknown | Other | 2015 |  | Water System/Municipal Records | Unknown |  |  | Unknown Material – No Source |  | No |  |  |  |  | Non_Unknown_Unk | 0 | 0 | 1 | 0 | Yes | No
Unknown | 398 WESTERN AVE | Newport | Vermont | 5855 | 435-136-14490 |  |  | 44.9392 | -72.199 | 6 |  | Unknown | Unknown | Other | 2015 | 0.5 | Water System/Municipal Records | Unknown |  |  | Unknown Material – No Source |  | No |  |  |  |  | Non_Unknown_Unk | 0 | 0 | 1 | 0 | Yes | No
Non-Lead | 408 WESTERN AVE | Newport | Vermont | 5855 | 435-136-15968 |  |  | 44.9389 | -72.199 |  |  | Unknown | Unknown | Other | 2015 |  | Water System/Municipal Records | Copper |  | 0.75 | Visual Inspection - Water System | Business/Commercial | No |  | PEX |  |  | Non_Unknown_Non | 0 | 0 | 0 | 1 | Yes | No
GRR | 501 WESTERN AVE | Newport | Vermont | 5855 | 435-136-16216 |  |  | 44.9381 | -72.2004 | 8 |  | Unknown | Unknown | Other | 2015 |  | Water System/Municipal Records | Galvanized Iron/Steel |  | 0.5 | Visual Inspection - Water System | Single Family Residence | No |  |  |  |  | Non_Unknown_GRR | 0 | 1 | 0 | 0 | Yes | Yes
Non-Lead | 595 WESTERN AVE | Newport | Vermont | 5855 | 435-136-15130 |  |  | 44.9376 | -72.2019 |  |  | Unknown | Unknown | Other | 2015 |  | Water System/Municipal Records | Copper |  | 0.5 | Visual Inspection - Water System | Single Family Residence | No |  | Copper |  |  | Non_Unknown_Non | 0 | 0 | 0 | 1 | Yes | No
Non-Lead | 96 WESTERN AVE | Newport | Vermont | 5855 | 435-136-15210 |  |  | 44.9423 | -72.1952 |  |  | Unknown | Unknown | Other | 2015 | 1 | Water System/Municipal Records | HDPE |  | Other | Visual Inspection - Water System | Business/Commercial | No |  | Copper | PEX |  | Non_Unknown_Non | 0 | 0 | 0 | 1 | Yes | No
Unknown | 116 WIDGEON DR | Newport | Vermont | 5855 | 435-136-15887 |  |  | 44.9624 | -72.1976 | 4 | PVC | No | Unknown | Copper | 2025 | 0.75 | Visual Inspection - Water System | Unknown |  |  | Unknown Material – No Source | Single Family Residence | No |  |  |  |  | Non_Unknown_Unk | 0 | 0 | 1 | 0 | Yes | No
Non-Lead | 120 WIDGEON DR | Newport | Vermont | 5855 | 435-136-15103 |  |  | 44.9659 | -72.1978 | 4 | PVC | No | Unknown | Copper | 2025 | 0.75 | Visual Inspection - Water System | Other | 2003 |  | Local Codes/Regulations | Single Family Residence | No |  |  |  |  | Non_Unknown_Non | 0 | 0 | 0 | 1 | Yes | No
Non-Lead | 163 WIDGEON DR | Newport | Vermont | 5855 | 435-136-16144 |  |  | 44.9628 | -72.1984 | 4 | PVC | No | Unknown | Copper | 2025 | 0.75 | Visual Inspection - Water System | HDPE |  | 1 | Visual Inspection - Water System | Single Family Residence | No |  |  |  |  | Non_Unknown_Non | 0 | 0 | 0 | 1 | Yes | No
Non-Lead | 167 WIDGEON DR | Newport | Vermont | 5855 | 435-136-15855 |  |  | 44.958 | -72.1962 | 4 | PVC | No | Unknown | Copper | 2025 | 0.75 | Visual Inspection - Water System | Copper |  | 0.75 | Visual Inspection - Water System | Single Family Residence | No |  |  |  |  | Non_Unknown_Non | 0 | 0 | 0 | 1 | Yes | No
Non-Lead | 189 WIDGEON DR | Newport | Vermont | 5855 | 435-136-15393 |  |  | 44.9629 | -72.1979 | 4 | PVC | No | Unknown | Copper | 2025 | 0.75 | Visual Inspection - Water System | Other | 2006 |  | Local Codes/Regulations | Single Family Residence | No |  |  |  |  | Non_Unknown_Non | 0 | 0 | 0 | 1 | Yes | No
Non-Lead | 20 WIDGEON DR | Newport | Vermont | 5855 | 435-136-14996 |  |  | 44.9614 | -72.2636 | 4 | PVC | No | Unknown | Copper | 2025 | 0.75 | Visual Inspection - Water System | HDPE |  | 0.75 | Visual Inspection - Water System | Single Family Residence | No |  |  |  |  | Non_Unknown_Non | 0 | 0 | 0 | 1 | Yes | No
GRR | 33 WIDGEON DR | Newport | Vermont | 5855 | 435-136-15004 |  |  | 44.9622 | -72.1972 | 4 | PVC | No | Unknown | Copper | 2024 |  | Visual Inspection - Water System | Galvanized Iron/Steel |  | 1 | Visual Inspection - Water System | Single Family Residence | No |  |  |  |  | Non_Unknown_GRR | 0 | 1 | 0 | 0 | Yes | Yes
Non-Lead | 53 WIDGEON DR | Newport | Vermont | 5855 | 435-136-15482 |  |  | 44.9612 | -72.1976 | 4 | PVC | No | Unknown | Polyethylene (PE) | 2025 | 0.75 | Visual Inspection - Water System | Polyethylene (PE) |  | 0.75 | Visual Inspection - Water System | Single Family Residence | No |  |  |  |  | Non_Unknown_Non | 0 | 0 | 0 | 1 | Yes | No
Non-Lead | 76 WIDGEON DR | Newport | Vermont | 5855 | 435-136-15201 |  |  | 44.9617 | -72.1972 | 4 | PVC | No | Unknown | Copper | 2024 | 0.75 | Visual Inspection - Water System | Copper |  | 0.5 | Visual Inspection - Water System | Single Family Residence | No |  |  |  |  | Non_Unknown_Non | 0 | 0 | 0 | 1 | Yes | No
Non-Lead | 79 WIDGEON DR | Newport | Vermont | 5855 | 435-136-15835 |  |  | 44.9618 | -72.1979 | 4 | PVC | No | Unknown | Polyethylene (PE) | 2025 | 0.75 | Visual Inspection - Water System | PEX |  | 1 | Visual Inspection - Water System | Single Family Residence | No |  |  |  |  | Non_Unknown_Non | 0 | 0 | 0 | 1 | Yes | No
Non-Lead | 100 WILDFLOWER WAY | Newport | Vermont | 5855 | 435-136-15014 |  |  | 44.9324 | -72.229 |  |  | No | No | Copper |  |  | Water System/Municipal Records | Other | 2007 |  | Local Codes/Regulations | Single Family Residence | No |  |  |  |  | Non_No_Non | 0 | 0 | 0 | 1 | Yes | No
Non-Lead | 122 WILDFLOWER WAY | Newport | Vermont | 5855 | 435-136-14888 |  |  | 44.9327 | -72.229 | Other |  | No | No | Copper |  | 0.75 | Visual Inspection - Water System | Other | 1997 |  | Local Codes/Regulations | Single Family Residence | No |  |  |  |  | Non_No_Non | 0 | 0 | 0 | 1 | Yes | No
Non-Lead | 140 WILDFLOWER WAY | Newport | Vermont | 5855 | 435-136-16299 |  |  | 44.9331 | -72.2291 |  |  | No | No | Copper |  | 0.75 | Visual Inspection - Water System | HDPE |  | 1 | Visual Inspection - Water System | Single Family Residence | No |  | PEX |  |  | Non_No_Non | 0 | 0 | 0 | 1 | Yes | No
Non-Lead | 52 WILDFLOWER WAY | Newport | Vermont | 5855 | 435-136-15336 |  |  | 44.9313 | -72.2301 |  |  | No | No | Copper |  |  | Water System/Municipal Records | HDPE |  | 1 | Visual Inspection - Water System | Single Family Residence | No |  | Copper |  |  | Non_No_Non | 0 | 0 | 0 | 1 | Yes | No
Non-Lead | 54 WILDFLOWER WAY | Newport | Vermont | 5855 | 435-136-14885 |  |  | 44.9315 | -72.2296 |  |  | No | No | Copper |  |  | Water System/Municipal Records | Copper |  | 0.75 | Visual Inspection - Water System | Single Family Residence | No |  |  |  |  | Non_No_Non | 0 | 0 | 0 | 1 | Yes | No
Non-Lead | 66 WILDFLOWER WAY | Newport | Vermont | 5855 | 435-136-14926 |  |  | 44.9318 | -72.2292 |  |  | No | No | Copper |  |  | Water System/Municipal Records | Other | 1991 |  | Local Codes/Regulations | Single Family Residence | No |  |  |  |  | Non_No_Non | 0 | 0 | 0 | 1 | Yes | No
Non-Lead | 80 WILDFLOWER WAY | Newport | Vermont | 5855 | 435-136-16364 |  |  | 44.9321 | -72.229 |  |  | No | No | Copper |  |  | Water System/Municipal Records | Copper |  | 0.75 | Visual Inspection - Water System | Single Family Residence | No |  |  |  |  | Non_No_Non | 0 | 0 | 0 | 1 | Yes | No
Non-Lead | 111 WILLEY ST | Newport | Vermont | 5855 | 435-136-15016 |  |  | 44.9531 | -72.2011 | 6 |  | No | Unknown | Copper | 11/29/1983 | 0.75 | Water System/Municipal Records | Copper |  | 0.75 | Visual Inspection - Water System | Single Family Residence | No |  |  |  |  | Non_Unknown_Non | 0 | 0 | 0 | 1 | Yes | No
Unknown | 143 WILLEY ST - APTS | Newport | Vermont | 5855 | 435-136-16256 |  |  | 44.9535 | -72.2008 | 6 |  | Unknown | Unknown | Unknown | 6/4/1984 |  | Unknown Material – No Source | Copper |  | 0.75 | Visual Inspection - Other | Multi-family residence | No |  | Copper |  |  | Unk_Unknown_Non | 0 | 0 | 1 | 0 | Yes | No
Unknown | 24 WILLEY ST | Newport | Vermont | 5855 | 435-136-15142 |  |  | 44.9522 | -72.2013 | 6 |  | No | Unknown | Copper | 10/13/1992 | 0.75 | Water System/Municipal Records | Unknown |  |  | Unknown Material – No Source |  | No |  |  |  |  | Non_Unknown_Unk | 0 | 0 | 1 | 0 | Yes | No
Non-Lead | 55 WILLEY ST | Newport | Vermont | 5855 | 435-136-15027 |  |  | 44.9526 | -72.2017 | 6 |  | No | Unknown | Copper | 12/2/1983 | 0.75 | Water System/Municipal Records | Copper |  | 0.75 | Visual Inspection - Water System | Single Family Residence | No |  | PEX |  |  | Non_Unknown_Non | 0 | 0 | 0 | 1 | Yes | No
Unknown | 75 WILLEY ST | Newport | Vermont | 5855 | 435-136-15038 |  |  | 44.9527 | -72.2016 | 6 |  | Unknown | Unknown | Unknown | 7/2/1976 |  | Unknown Material – No Source | Unknown |  |  | Unknown Material – No Source |  | No |  |  |  |  | Unk_Unknown_Unk | 0 | 0 | 1 | 0 | Yes | No
Unknown | 77 WILLEY ST | Newport | Vermont | 5855 | 435-136-15038 |  |  | 44.9529 | -72.2017 |  |  | Unknown | Unknown | Unknown |  |  | Unknown Material – No Source | Unknown |  |  | Unknown Material – No Source |  | No |  |  |  |  | Unk_Unknown_Unk | 0 | 0 | 1 | 0 | Yes | No
Non-Lead | 85 WILLEY ST | Newport | Vermont | 5855 | 435-136-15009 |  |  | 44.9528 | -72.2013 | 6 |  | No | Unknown | Copper | 11/29/1983 | 0.75 | Water System/Municipal Records | HDPE |  | 0.75 | Visual Inspection - Water System | Single Family Residence | No |  | Galvanized Iron/Steel |  |  | Non_Unknown_Non | 0 | 0 | 0 | 1 | Yes | No
Unknown | 42 WILSON ST | Newport | Vermont | 5855 | 435-136-14621 |  |  | 44.9441 | -72.2021 | 1 |  | Unknown | Unknown | Other | 2004 | 0.75 | Water System/Municipal Records | Unknown |  |  | Unknown Material – No Source |  | No |  |  |  |  | Non_Unknown_Unk | 0 | 0 | 1 | 0 | Yes | No
Non-Lead | 45 WILSON ST | Newport | Vermont | 5855 | 435-136-15946 |  |  | 44.9446 | -72.2021 | 1 |  | Unknown | Unknown | Other | 2004 | 0.75 | Water System/Municipal Records | Copper |  | 0.75 | Visual Inspection - Water System | Single Family Residence | No |  |  |  |  | Non_Unknown_Non | 0 | 0 | 0 | 1 | Yes | No
GRR | 7 WILSON ST | Newport | Vermont | 5855 | 435-136-15031 |  |  | 44.9445 | -72.2027 |  |  | Unknown | Unknown | Unknown |  | 0.75 | Unknown Material – No Source | Galvanized Iron/Steel |  | 0.75 | Visual Inspection - Water System | Multi-family residence | No |  | Copper |  |  | Unk_Unknown_GRR | 0 | 1 | 0 | 0 | Yes | Yes
GRR | 103 WINTER ST | Newport | Vermont | 5855 | 435-136-14335 |  |  | 44.9474 | -72.1962 |  |  | Unknown | Unknown | Unknown |  |  | Unknown Material – No Source | Galvanized Iron/Steel |  | 0.75 | Visual Inspection - Water System | Single Family Residence | No |  | Galvanized Iron/Steel |  |  | Unk_Unknown_GRR | 0 | 1 | 0 | 0 | Yes | Yes
GRR | 110 WINTER ST | Newport | Vermont | 5855 | 435-136-15488 |  |  | 44.9475 | -72.1958 |  |  | Unknown | Unknown | Unknown | 2/1/1960 |  | Unknown Material – No Source | Galvanized Iron/Steel |  | 0.75 | Visual Inspection - Water System | Single Family Residence | No |  |  |  |  | Unk_Unknown_GRR | 0 | 1 | 0 | 0 | Yes | Yes
GRR | 53 WINTER ST | Newport | Vermont | 5855 | 435-136-15346 |  |  | 44.9467 | -72.1962 |  |  | Unknown | Unknown | Unknown | 2/1/1960 |  | Unknown Material – No Source | Galvanized Iron/Steel |  | 0.75 | Visual Inspection - Water System | Single Family Residence | No |  | Copper |  |  | Unk_Unknown_GRR | 0 | 1 | 0 | 0 | Yes | Yes
Unknown | 56 WINTER ST | Newport | Vermont | 5855 | 435-136-15789 |  |  | 44.9465 | -72.1959 |  |  | Unknown | Unknown | Unknown | 1968 |  | Unknown Material – No Source | Copper |  | 0.75 | Visual Inspection - Water System |  | No |  |  |  |  | Unk_Unknown_Non | 0 | 0 | 1 | 0 | Yes | No
GRR | 59 WINTER ST | Newport | Vermont | 5855 | 435-136-14983 |  |  | 44.9469 | -72.1963 |  |  | Unknown | Unknown | Unknown | 6/8/1984 |  | Unknown Material – No Source | Galvanized Iron/Steel |  | 0.5 | Visual Inspection - Water System | Single Family Residence | No |  |  |  |  | Unk_Unknown_GRR | 0 | 1 | 0 | 0 | Yes | Yes
Unknown | 82 WINTER ST | Newport | Vermont | 5855 | 435-136-14753 |  |  | 44.9469 | -72.1958 | 6 |  | Unknown | Unknown | Unknown | 09/11/1973 |  | Unknown Material – No Source | Copper |  | 0.75 | Visual Inspection - Water System | Multi-family residence | No |  |  |  |  | Unk_Unknown_Non | 0 | 0 | 1 | 0 | Yes | No
Unknown | 93 WINTER ST | Newport | Vermont | 5855 | 435-136-15702 |  |  | 44.9473 | -72.1963 |  |  | Unknown | Unknown | Unknown |  |  | Unknown Material – No Source | Unknown |  |  | Unknown Material – No Source |  | No |  |  |  |  | Unk_Unknown_Unk | 0 | 0 | 1 | 0 | Yes | No
Unknown | 172 WOODLAND DR | Newport | Vermont | 5855 | 435-136-14878 |  |  | 44.9608 | -72.2058 |  |  | Unknown | Unknown | Unknown |  |  | Unknown Material – No Source | Unknown |  |  | Unknown Material – No Source |  | No |  |  |  |  | Unk_Unknown_Unk | 0 | 0 | 1 | 0 | Yes | No
Unknown | 101 WOODLAND RD | Newport | Vermont | 5855 | 435-136-14598 |  |  | 44.9607 | -72.2063 |  |  | Unknown | Unknown | Unknown |  |  | Unknown Material – No Source | Unknown |  |  | Unknown Material – No Source |  | No |  |  |  |  | Unk_Unknown_Unk | 0 | 0 | 1 | 0 | Yes | No
Unknown | 156 WOODLAND RD | Newport | Vermont | 5855 | 435-136-14288 |  |  | 44.9607 | -72.2059 |  |  | Unknown | Unknown | Unknown |  |  | Unknown Material – No Source | Copper |  | 0.75 | Visual Inspection - Water System | Single Family Residence | No |  |  |  |  | Unk_Unknown_Non | 0 | 0 | 1 | 0 | Yes | No
Unknown | 157 & 167 WOODLAND RD | Newport | Vermont | 5855 | 435-136-15109 |  |  | 44.9604 | -72.206 |  |  | Unknown | Unknown | Unknown |  |  | Unknown Material – No Source | HDPE |  |  | Visual Inspection - Water System | Single Family Residence | No |  |  |  |  | Unk_Unknown_Non | 0 | 0 | 1 | 0 | Yes | No
GRR | 189 WOODLAND RD | Newport | Vermont | 5855 | 435-136-15837 |  |  | 44.9608 | -72.2061 |  |  | Unknown | Unknown | Unknown |  |  | Unknown Material – No Source | Galvanized Iron/Steel |  | 1 | Visual Inspection - Water System | Single Family Residence | No |  |  |  |  | Unk_Unknown_GRR | 0 | 1 | 0 | 0 | Yes | Yes
Unknown | 190 WOODLAND RD | Newport | Vermont | 5855 | 435-136-14879 |  |  | 44.9609 | -72.2059 |  |  | Unknown | Unknown | Unknown |  |  | Unknown Material – No Source | HDPE |  | 1 | Visual Inspection - Water System | Single Family Residence | No |  |  |  |  | Unk_Unknown_Non | 0 | 0 | 1 | 0 | Yes | No
Non-Lead | 103 YOUNG ST | Newport | Vermont | 5855 | 435-136-15378 |  |  | 44.9447 | -72.2001 | 4 |  | No | Unknown | Copper | 7/31/1995 | 0.75 | Water System/Municipal Records | Copper |  | 0.75 | Visual Inspection - Water System | Single Family Residence | No |  |  |  |  | Non_Unknown_Non | 0 | 0 | 0 | 1 | Yes | No
Non-Lead | 30 YOUNG ST | Newport | Vermont | 5855 | 435-136-15704 |  |  | 44.9437 | -72.1997 | 4 |  | No | Unknown | Copper | 7/21/1995 | 0.75 | Water System/Municipal Records | Copper |  | 0.75 | Visual Inspection - Water System | Single Family Residence | No |  | Copper |  |  | Non_Unknown_Non | 0 | 0 | 0 | 1 | Yes | No
Non-Lead | 36 YOUNG ST | Newport | Vermont | 5855 | 435-136-16145 |  |  | 44.9436 | -72.1996 | 4 |  | No | Unknown | Copper | 7/21/1995 | 0.75 | Water System/Municipal Records | Copper |  | 0.75 | Visual Inspection - Water System | Multi-family residence | No |  | Copper |  |  | Non_Unknown_Non | 0 | 0 | 0 | 1 | Yes | No
Unknown | 47 YOUNG ST | Newport | Vermont | 5855 | 435-136-15167 |  |  | 44.9438 | -72.2 | 4 |  | No | Unknown | Copper | 7/24/1995 | 0.75 | Water System/Municipal Records | Unknown |  |  | Unknown Material – No Source |  | No |  |  |  |  | Non_Unknown_Unk | 0 | 0 | 1 | 0 | Yes | No
Non-Lead | 62 YOUNG ST | Newport | Vermont | 5855 | 435-136-14727 |  |  | 44.944 | -72.1997 | 4 |  | No | Unknown | Copper | 7/27/1995 | 0.75 | Water System/Municipal Records | Copper |  | 0.75 | Visual Inspection - Water System | Single Family Residence | No |  | Copper |  |  | Non_Unknown_Non | 0 | 0 | 0 | 1 | Yes | No
Unknown | 74 YOUNG ST | Newport | Vermont | 5855 | 435-136-15404 |  |  | 44.9441 | -72.1997 | 4 |  | No | Unknown | Copper | 7/28/1995 | 0.75 | Water System/Municipal Records | Unknown |  |  | Unknown Material – No Source |  | No |  |  |  |  | Non_Unknown_Unk | 0 | 0 | 1 | 0 | Yes | No
Non-Lead | 77 YOUNG ST | Newport | Vermont | 5855 | 435-136-16006 |  |  | 44.9443 | -72.2001 | 4 |  | No | Unknown | Copper | 7/28/1996 | 0.75 | Water System/Municipal Records | Copper |  | 0.75 | Visual Inspection - Water System | Single Family Residence | No |  |  |  |  | Non_Unknown_Non | 0 | 0 | 0 | 1 | Yes | No
GRR | 85 YOUNG ST | Newport | Vermont | 5855 | 435-136-16234 |  |  | 44.9444 | -72.2002 | 4 |  | No | Unknown | Copper | 7/31/1995 | 0.75 | Water System/Municipal Records | Galvanized Iron/Steel |  | 0.75 | Visual Inspection - Water System | Single Family Residence | No |  |  |  |  | Non_Unknown_GRR | 0 | 1 | 0 | 0 | Yes | Yes
Unknown | 88 YOUNG ST | Newport | Vermont | 5855 | 435-136-16123 |  |  | 44.9444 | -72.1998 | 4 |  | No | Unknown | Copper | 7/31/1995 | 0.75 | Water System/Municipal Records | Unknown |  |  | Unknown Material – No Source |  | No |  |  |  |  | Non_Unknown_Unk | 0 | 0 | 1 | 0 | Yes | No
Non-Lead | 99 YOUNG ST | Newport | Vermont | 5855 | 435-136-14548 |  |  | 44.9446 | -72.2001 |  |  | Unknown | Unknown | Copper | 7/31/1995 | 0.75 | Water System/Municipal Records | Copper |  | 0.5 | Visual Inspection - Water System | Single Family Residence | No |  | PEX |  |  | Non_Unknown_Non | 0 | 0 | 0 | 1 | Yes | No
Unknown | 95 EAST MAIN ST | Newport | Vermont | 5855 | 435-136-14313 |  |  | 44.9431 | -72.202 |  |  | Unknown | Unknown | Unknown |  |  | Unknown Material – No Source | Copper |  | 0.75 | Visual Inspection - Water System | Business/Commercial | No |  |  |  |  | Unk_Unknown_Non | 0 | 0 | 1 | 0 | Yes | No
Unknown | 25 OAK ST | Newport | Vermont | 5855 | 435-136-16025 | [6 empty] | Unknown | Unknown | Unknown |  |  | Unknown Material – No Source | Unknown |  |  | Unknown Material – No Source |  | No |  |  |  |  | Unk_Unknown_Unk | 0 | 0 | 1 | 0 | Yes | No
Unknown | 72 EAGLE NEST DRIVE | Newport | Vermont | 5855 | 435-136-14973 | [6 empty] | Unknown | Unknown | Unknown |  |  | Unknown Material – No Source | Unknown |  |  | Unknown Material – No Source |  | No |  |  |  |  | Unk_Unknown_Unk | 0 | 0 | 1 | 0 | Yes | No
Unknown | 1259 EAST MAIN ST | Newport | Vermont | 5855 | 435-136-14906 | [6 empty] | Unknown | Unknown | Unknown |  |  | Unknown Material – No Source | Unknown |  |  | Unknown Material – No Source |  | No |  |  |  |  | Unk_Unknown_Unk | 0 | 0 | 1 | 0 | Yes | No
Unknown | 117 WATERFRONT PLAZA | Newport | Vermont | 5855 | 435-136-15765 |  |  | 44.9408 | -72.2056 |  |  | Unknown | Unknown | Unknown |  |  | Unknown Material – No Source | Copper |  | 1 | Visual Inspection - Water System | Business/Commercial | No |  |  |  |  | Unk_Unknown_Non | 0 | 0 | 1 | 0 | Yes | No
Unknown | 59 WATERFRONT PLAZA | Newport | Vermont | 5855 | 435-136-15165 |  |  | 44.9398 | -72.2056 |  |  | Unknown | Unknown | Unknown |  |  | Unknown Material – No Source | Copper |  | 2 | Visual Inspection - Water System | Business/Commercial | No |  |  |  |  | Unk_Unknown_Non | 0 | 0 | 1 | 0 | Yes | No
Unknown | 12 THIRD ST | Newport | Vermont | 5855 | 435-136-14751 |  |  | 44.935 | -72.2122 |  |  | Unknown | Unknown | Unknown |  |  | Unknown Material – No Source | Unknown |  |  | Unknown Material – No Source |  | No |  |  |  |  | Unk_Unknown_Unk | 0 | 0 | 1 | 0 | Yes | No
Non-Lead | 2107 GLEN RD | Newport | Vermont | 5855 | 435-136-15909 | 44.909 | -72.2 |  |  | 8 | Ductile Iron | No | No | Copper | 05/21/2025 | 0.75 | Visual Inspection - Water System | HDPE | 05/21/2025 | 1 | Visual Inspection - Other | Single Family Residence | No |  |  |  |  | Non_No_Non | 0 | 0 | 0 | 1 | Yes | No
Non-Lead | 220 FARRANT ST | Newport | Vermont | 5855 |  | 44.9396 | -72.22 |  |  | 6 | Cast Iron | No | No | Copper | 06/12/2025 | 1 | Visual Inspection - Water System | HDPE | 06/12/2025 | 1 | Visual Inspection - Other | Single Family Residence | No |  |  |  |  | Non_No_Non | 0 | 0 | 0 | 1 | Yes | No
Non-Lead | 60 UNION ST | Newport | Vermont | 5855 | 435-136-15430 | 44.9432 | -72.2035 |  |  | Other | Ductile Iron | No | No | Copper | 08/04/2025 | 1 | Visual Inspection - Water System | HDPE | 08/04/2025 | 0.75 | Visual Inspection - Other | Multi-family residence | No |  |  |  |  | Non_No_Non | 0 | 0 | 0 | 1 | Yes | No
Non-Lead | 233 SPRUCE ST | Newport | Vermont | 5855 | 435-136-14679 |  |  |  |  | 4 | Ductile Iron | No | No | Copper | 09/27/2024 | 0.75 | Visual Inspection - Water System | Polyethylene (PE) | 09/27/2024 | 0.75 | Visual Inspection - Other | Single Family Residence | No |  |  |  |  | Non_No_Non | 0 | 0 | 0 | 1 | Yes | No
[29 empty] | 0 | 0 | 0 | 0
[29 empty] | 0 | 0 | 0 | 0
[29 empty] | 0 | 0 | 0 | 0
[29 empty] | 0 | 0 | 0 | 0
[29 empty] | 0 | 0 | 0 | 0
[29 empty] | 0 | 0 | 0 | 0
[29 empty] | 0 | 0 | 0 | 0
[29 empty] | 0 | 0 | 0 | 0
[29 empty] | 0 | 0 | 0 | 0
[29 empty] | 0 | 0 | 0 | 0
[29 empty] | 0 | 0 | 0 | 0
[29 empty] | 0 | 0 | 0 | 0
[29 empty] | 0 | 0 | 0 | 0
[29 empty] | 0 | 0 | 0 | 0
[29 empty] | 0 | 0 | 0 | 0
[29 empty] | 0 | 0 | 0 | 0
[29 empty] | 0 | 0 | 0 | 0
[29 empty] | 0 | 0 | 0 | 0
[29 empty] | 0 | 0 | 0 | 0
[29 empty] | 0 | 0 | 0 | 0
[29 empty] | 0 | 0 | 0 | 0
[29 empty] | 0 | 0 | 0 | 0
[29 empty] | 0 | 0 | 0 | 0
[29 empty] | 0 | 0 | 0 | 0
[29 empty] | 0 | 0 | 0 | 0
[29 empty] | 0 | 0 | 0 | 0
[29 empty] | 0 | 0 | 0 | 0
[29 empty] | 0 | 0 | 0 | 0
[29 empty] | 0 | 0 | 0 | 0
[29 empty] | 0 | 0 | 0 | 0
[29 empty] | 0 | 0 | 0 | 0
[29 empty] | 0 | 0 | 0 | 0
[29 empty] | 0 | 0 | 0 | 0
[29 empty] | 0 | 0 | 0 | 0
[29 empty] | 0 | 0 | 0 | 0
[29 empty] | 0 | 0 | 0 | 0
[29 empty] | 0 | 0 | 0 | 0
[29 empty] | 0 | 0 | 0 | 0
[29 empty] | 0 | 0 | 0 | 0
[29 empty] | 0 | 0 | 0 | 0
[29 empty] | 0 | 0 | 0 | 0
[29 empty] | 0 | 0 | 0 | 0
[29 empty] | 0 | 0 | 0 | 0
[29 empty] | 0 | 0 | 0 | 0
[29 empty] | 0 | 0 | 0 | 0
[29 empty] | 0 | 0 | 0 | 0
[29 empty] | 0 | 0 | 0 | 0
[29 empty] | 0 | 0 | 0 | 0
[29 empty] | 0 | 0 | 0 | 0
[29 empty] | 0 | 0 | 0 | 0
[29 empty] | 0 | 0 | 0 | 0
[29 empty] | 0 | 0 | 0 | 0
[29 empty] | 0 | 0 | 0 | 0
[29 empty] | 0 | 0 | 0 | 0
[29 empty] | 0 | 0 | 0 | 0
[29 empty] | 0 | 0 | 0 | 0
[29 empty] | 0 | 0 | 0 | 0
[29 empty] | 0 | 0 | 0 | 0
[29 empty] | 0 | 0 | 0 | 0
[29 empty] | 0 | 0 | 0 | 0
[29 empty] | 0 | 0 | 0 | 0
[29 empty] | 0 | 0 | 0 | 0
[29 empty] | 0 | 0 | 0 | 0
[29 empty] | 0 | 0 | 0 | 0
[29 empty] | 0 | 0 | 0 | 0
[29 empty] | 0 | 0 | 0 | 0
[29 empty] | 0 | 0 | 0 | 0
[29 empty] | 0 | 0 | 0 | 0
[29 empty] | 0 | 0 | 0 | 0
[29 empty] | 0 | 0 | 0 | 0
[29 empty] | 0 | 0 | 0 | 0
[29 empty] | 0 | 0 | 0 | 0
[29 empty] | 0 | 0 | 0 | 0
[29 empty] | 0 | 0 | 0 | 0
[29 empty] | 0 | 0 | 0 | 0
[29 empty] | 0 | 0 | 0 | 0
[29 empty] | 0 | 0 | 0 | 0
[29 empty] | 0 | 0 | 0 | 0
[29 empty] | 0 | 0 | 0 | 0
[29 empty] | 0 | 0 | 0 | 0
[29 empty] | 0 | 0 | 0 | 0
[29 empty] | 0 | 0 | 0 | 0
[29 empty] | 0 | 0 | 0 | 0
[29 empty] | 0 | 0 | 0 | 0
[29 empty] | 0 | 0 | 0 | 0
[29 empty] | 0 | 0 | 0 | 0
[29 empty] | 0 | 0 | 0 | 0
[29 empty] | 0 | 0 | 0 | 0
[29 empty] | 0 | 0 | 0 | 0
[29 empty] | 0 | 0 | 0 | 0
[29 empty] | 0 | 0 | 0 | 0
[29 empty] | 0 | 0 | 0 | 0
[29 empty] | 0 | 0 | 0 | 0
[29 empty] | 0 | 0 | 0 | 0
[29 empty] | 0 | 0 | 0 | 0
[29 empty] | 0 | 0 | 0 | 0
[29 empty] | 0 | 0 | 0 | 0
[29 empty] | 0 | 0 | 0 | 0
[29 empty] | 0 | 0 | 0 | 0
[29 empty] | 0 | 0 | 0 | 0
[29 empty] | 0 | 0 | 0 | 0
[29 empty] | 0 | 0 | 0 | 0
[29 empty] | 0 | 0 | 0 | 0
[29 empty] | 0 | 0 | 0 | 0
[29 empty] | 0 | 0 | 0 | 0
[29 empty] | 0 | 0 | 0 | 0
[29 empty] | 0 | 0 | 0 | 0
[29 empty] | 0 | 0 | 0 | 0
[29 empty] | 0 | 0 | 0 | 0
[29 empty] | 0 | 0 | 0 | 0
[29 empty] | 0 | 0 | 0 | 0
[29 empty] | 0 | 0 | 0 | 0
[29 empty] | 0 | 0 | 0 | 0
[29 empty] | 0 | 0 | 0 | 0
[29 empty] | 0 | 0 | 0 | 0
[29 empty] | 0 | 0 | 0 | 0
[29 empty] | 0 | 0 | 0 | 0
[29 empty] | 0 | 0 | 0 | 0
[29 empty] | 0 | 0 | 0 | 0
[29 empty] | 0 | 0 | 0 | 0
[29 empty] | 0 | 0 | 0 | 0
[29 empty] | 0 | 0 | 0 | 0
[29 empty] | 0 | 0 | 0 | 0
[29 empty] | 0 | 0 | 0 | 0
[29 empty] | 0 | 0 | 0 | 0
[29 empty] | 0 | 0 | 0 | 0
[29 empty] | 0 | 0 | 0 | 0
[29 empty] | 0 | 0 | 0 | 0
[29 empty] | 0 | 0 | 0 | 0
[29 empty] | 0 | 0 | 0 | 0
[29 empty] | 0 | 0 | 0 | 0
[29 empty] | 0 | 0 | 0 | 0
[29 empty] | 0 | 0 | 0 | 0
[29 empty] | 0 | 0 | 0 | 0
[29 empty] | 0 | 0 | 0 | 0
[29 empty] | 0 | 0 | 0 | 0
[29 empty] | 0 | 0 | 0 | 0
[29 empty] | 0 | 0 | 0 | 0
[29 empty] | 0 | 0 | 0 | 0
[29 empty] | 0 | 0 | 0 | 0
[29 empty] | 0 | 0 | 0 | 0
[29 empty] | 0 | 0 | 0 | 0
[29 empty] | 0 | 0 | 0 | 0
[29 empty] | 0 | 0 | 0 | 0
[29 empty] | 0 | 0 | 0 | 0
[29 empty] | 0 | 0 | 0 | 0
[29 empty] | 0 | 0 | 0 | 0
[29 empty] | 0 | 0 | 0 | 0
[29 empty] | 0 | 0 | 0 | 0
[29 empty] | 0 | 0 | 0 | 0
[29 empty] | 0 | 0 | 0 | 0
[29 empty] | 0 | 0 | 0 | 0
[29 empty] | 0 | 0 | 0 | 0
[29 empty] | 0 | 0 | 0 | 0
[29 empty] | 0 | 0 | 0 | 0
[29 empty] | 0 | 0 | 0 | 0
[29 empty] | 0 | 0 | 0 | 0
[29 empty] | 0 | 0 | 0 | 0
[29 empty] | 0 | 0 | 0 | 0
[29 empty] | 0 | 0 | 0 | 0
[29 empty] | 0 | 0 | 0 | 0
[29 empty] | 0 | 0 | 0 | 0
[29 empty] | 0 | 0 | 0 | 0
[29 empty] | 0 | 0 | 0 | 0
[29 empty] | 0 | 0 | 0 | 0
[29 empty] | 0 | 0 | 0 | 0
[29 empty] | 0 | 0 | 0 | 0
[29 empty] | 0 | 0 | 0 | 0
[29 empty] | 0 | 0 | 0 | 0
[29 empty] | 0 | 0 | 0 | 0
[29 empty] | 0 | 0 | 0 | 0
[29 empty] | 0 | 0 | 0 | 0
[29 empty] | 0 | 0 | 0 | 0
[29 empty] | 0 | 0 | 0 | 0
[29 empty] | 0 | 0 | 0 | 0
[29 empty] | 0 | 0 | 0 | 0
[29 empty] | 0 | 0 | 0 | 0
[29 empty] | 0 | 0 | 0 | 0
[29 empty] | 0 | 0 | 0 | 0
[29 empty] | 0 | 0 | 0 | 0
[29 empty] | 0 | 0 | 0 | 0
[29 empty] | 0 | 0 | 0 | 0
[29 empty] | 0 | 0 | 0 | 0
[29 empty] | 0 | 0 | 0 | 0
[29 empty] | 0 | 0 | 0 | 0
[29 empty] | 0 | 0 | 0 | 0
[29 empty] | 0 | 0 | 0 | 0
[29 empty] | 0 | 0 | 0 | 0
[29 empty] | 0 | 0 | 0 | 0
[29 empty] | 0 | 0 | 0 | 0
[29 empty] | 0 | 0 | 0 | 0
[29 empty] | 0 | 0 | 0 | 0
[29 empty] | 0 | 0 | 0 | 0
[29 empty] | 0 | 0 | 0 | 0
[29 empty] | 0 | 0 | 0 | 0
[29 empty] | 0 | 0 | 0 | 0
[29 empty] | 0 | 0 | 0 | 0
[29 empty] | 0 | 0 | 0 | 0
[29 empty] | 0 | 0 | 0 | 0
[29 empty] | 0 | 0 | 0 | 0
[29 empty] | 0 | 0 | 0 | 0
[29 empty] | 0 | 0 | 0 | 0
[29 empty] | 0 | 0 | 0 | 0
[29 empty] | 0 | 0 | 0 | 0
[29 empty] | 0 | 0 | 0 | 0
[29 empty] | 0 | 0 | 0 | 0
[29 empty] | 0 | 0 | 0 | 0
[29 empty] | 0 | 0 | 0 | 0
[29 empty] | 0 | 0 | 0 | 0
[29 empty] | 0 | 0 | 0 | 0
[29 empty] | 0 | 0 | 0 | 0
[29 empty] | 0 | 0 | 0 | 0
[29 empty] | 0 | 0 | 0 | 0
[29 empty] | 0 | 0 | 0 | 0
[29 empty] | 0 | 0 | 0 | 0
[29 empty] | 0 | 0 | 0 | 0
[29 empty] | 0 | 0 | 0 | 0
[29 empty] | 0 | 0 | 0 | 0
[29 empty] | 0 | 0 | 0 | 0
[29 empty] | 0 | 0 | 0 | 0
[29 empty] | 0 | 0 | 0 | 0
[29 empty] | 0 | 0 | 0 | 0
[29 empty] | 0 | 0 | 0 | 0
[29 empty] | 0 | 0 | 0 | 0
[29 empty] | 0 | 0 | 0 | 0
[29 empty] | 0 | 0 | 0 | 0
[29 empty] | 0 | 0 | 0 | 0
[29 empty] | 0 | 0 | 0 | 0
[29 empty] | 0 | 0 | 0 | 0
[29 empty] | 0 | 0 | 0 | 0
[29 empty] | 0 | 0 | 0 | 0
[29 empty] | 0 | 0 | 0 | 0
[29 empty] | 0 | 0 | 0 | 0
[29 empty] | 0 | 0 | 0 | 0
[29 empty] | 0 | 0 | 0 | 0
[29 empty] | 0 | 0 | 0 | 0
[29 empty] | 0 | 0 | 0 | 0
[29 empty] | 0 | 0 | 0 | 0
[29 empty] | 0 | 0 | 0 | 0
[29 empty] | 0 | 0 | 0 | 0
[29 empty] | 0 | 0 | 0 | 0
[29 empty] | 0 | 0 | 0 | 0
[29 empty] | 0 | 0 | 0 | 0
[29 empty] | 0 | 0 | 0 | 0
[29 empty] | 0 | 0 | 0 | 0
[29 empty] | 0 | 0 | 0 | 0
[29 empty] | 0 | 0 | 0 | 0
[29 empty] | 0 | 0 | 0 | 0
[29 empty] | 0 | 0 | 0 | 0
[29 empty] | 0 | 0 | 0 | 0
[29 empty] | 0 | 0 | 0 | 0
[29 empty] | 0 | 0 | 0 | 0
[29 empty] | 0 | 0 | 0 | 0
[29 empty] | 0 | 0 | 0 | 0
[29 empty] | 0 | 0 | 0 | 0
[29 empty] | 0 | 0 | 0 | 0
[29 empty] | 0 | 0 | 0 | 0
[29 empty] | 0 | 0 | 0 | 0
[29 empty] | 0 | 0 | 0 | 0
[29 empty] | 0 | 0 | 0 | 0
[29 empty] | 0 | 0 | 0 | 0
[29 empty] | 0 | 0 | 0 | 0
[29 empty] | 0 | 0 | 0 | 0
[29 empty] | 0 | 0 | 0 | 0
[29 empty] | 0 | 0 | 0 | 0
[29 empty] | 0 | 0 | 0 | 0
[29 empty] | 0 | 0 | 0 | 0
[29 empty] | 0 | 0 | 0 | 0
[29 empty] | 0 | 0 | 0 | 0
[29 empty] | 0 | 0 | 0 | 0
[29 empty] | 0 | 0 | 0 | 0
[29 empty] | 0 | 0 | 0 | 0
[29 empty] | 0 | 0 | 0 | 0
[29 empty] | 0 | 0 | 0 | 0
[29 empty] | 0 | 0 | 0 | 0
[29 empty] | 0 | 0 | 0 | 0
[29 empty] | 0 | 0 | 0 | 0
[29 empty] | 0 | 0 | 0 | 0
[29 empty] | 0 | 0 | 0 | 0
[29 empty] | 0 | 0 | 0 | 0
[29 empty] | 0 | 0 | 0 | 0
[29 empty] | 0 | 0 | 0 | 0
[29 empty] | 0 | 0 | 0 | 0
[29 empty] | 0 | 0 | 0 | 0
[29 empty] | 0 | 0 | 0 | 0
[29 empty] | 0 | 0 | 0 | 0
[29 empty] | 0 | 0 | 0 | 0
[29 empty] | 0 | 0 | 0 | 0
[29 empty] | 0 | 0 | 0 | 0
[29 empty] | 0 | 0 | 0 | 0
[29 empty] | 0 | 0 | 0 | 0
[29 empty] | 0 | 0 | 0 | 0
[29 empty] | 0 | 0 | 0 | 0
[29 empty] | 0 | 0 | 0 | 0
[29 empty] | 0 | 0 | 0 | 0
[29 empty] | 0 | 0 | 0 | 0
[29 empty] | 0 | 0 | 0 | 0
[29 empty] | 0 | 0 | 0 | 0
[29 empty] | 0 | 0 | 0 | 0
[29 empty] | 0 | 0 | 0 | 0
[29 empty] | 0 | 0 | 0 | 0
[29 empty] | 0 | 0 | 0 | 0
[29 empty] | 0 | 0 | 0 | 0
[29 empty] | 0 | 0 | 0 | 0
[29 empty] | 0 | 0 | 0 | 0
[29 empty] | 0 | 0 | 0 | 0
[29 empty] | 0 | 0 | 0 | 0
[29 empty] | 0 | 0 | 0 | 0
[29 empty] | 0 | 0 | 0 | 0
[29 empty] | 0 | 0 | 0 | 0
[29 empty] | 0 | 0 | 0 | 0
[29 empty] | 0 | 0 | 0 | 0
[29 empty] | 0 | 0 | 0 | 0
[29 empty] | 0 | 0 | 0 | 0
[29 empty] | 0 | 0 | 0 | 0
[29 empty] | 0 | 0 | 0 | 0
[29 empty] | 0 | 0 | 0 | 0
[29 empty] | 0 | 0 | 0 | 0
[29 empty] | 0 | 0 | 0 | 0
[29 empty] | 0 | 0 | 0 | 0
[29 empty] | 0 | 0 | 0 | 0
[29 empty] | 0 | 0 | 0 | 0
[29 empty] | 0 | 0 | 0 | 0
[29 empty] | 0 | 0 | 0 | 0
[29 empty] | 0 | 0 | 0 | 0
[29 empty] | 0 | 0 | 0 | 0
[29 empty] | 0 | 0 | 0 | 0
[29 empty] | 0 | 0 | 0 | 0
[29 empty] | 0 | 0 | 0 | 0
[29 empty] | 0 | 0 | 0 | 0
[29 empty] | 0 | 0 | 0 | 0
[29 empty] | 0 | 0 | 0 | 0
[29 empty] | 0 | 0 | 0 | 0
[29 empty] | 0 | 0 | 0 | 0
[29 empty] | 0 | 0 | 0 | 0
[29 empty] | 0 | 0 | 0 | 0
[29 empty] | 0 | 0 | 0 | 0
[29 empty] | 0 | 0 | 0 | 0
[29 empty] | 0 | 0 | 0 | 0
[29 empty] | 0 | 0 | 0 | 0
[29 empty] | 0 | 0 | 0 | 0
[29 empty] | 0 | 0 | 0 | 0
[29 empty] | 0 | 0 | 0 | 0
[29 empty] | 0 | 0 | 0 | 0
[29 empty] | 0 | 0 | 0 | 0
[29 empty] | 0 | 0 | 0 | 0
[29 empty] | 0 | 0 | 0 | 0
[29 empty] | 0 | 0 | 0 | 0
[29 empty] | 0 | 0 | 0 | 0
[29 empty] | 0 | 0 | 0 | 0
[29 empty] | 0 | 0 | 0 | 0
[29 empty] | 0 | 0 | 0 | 0
[29 empty] | 0 | 0 | 0 | 0
[29 empty] | 0 | 0 | 0 | 0
[29 empty] | 0 | 0 | 0 | 0
[29 empty] | 0 | 0 | 0 | 0
[29 empty] | 0 | 0 | 0 | 0
[29 empty] | 0 | 0 | 0 | 0
[29 empty] | 0 | 0 | 0 | 0
[29 empty] | 0 | 0 | 0 | 0
[29 empty] | 0 | 0 | 0 | 0
[29 empty] | 0 | 0 | 0 | 0
[29 empty] | 0 | 0 | 0 | 0
[29 empty] | 0 | 0 | 0 | 0
[29 empty] | 0 | 0 | 0 | 0
[29 empty] | 0 | 0 | 0 | 0
[29 empty] | 0 | 0 | 0 | 0
[29 empty] | 0 | 0 | 0 | 0
[29 empty] | 0 | 0 | 0 | 0
[29 empty] | 0 | 0 | 0 | 0
[29 empty] | 0 | 0 | 0 | 0
[29 empty] | 0 | 0 | 0 | 0
[29 empty] | 0 | 0 | 0 | 0
[29 empty] | 0 | 0 | 0 | 0
[29 empty] | 0 | 0 | 0 | 0
[29 empty] | 0 | 0 | 0 | 0
[29 empty] | 0 | 0 | 0 | 0
[29 empty] | 0 | 0 | 0 | 0
[29 empty] | 0 | 0 | 0 | 0
[29 empty] | 0 | 0 | 0 | 0
[29 empty] | 0 | 0 | 0 | 0
[29 empty] | 0 | 0 | 0 | 0
[29 empty] | 0 | 0 | 0 | 0
[29 empty] | 0 | 0 | 0 | 0
[29 empty] | 0 | 0 | 0 | 0
[29 empty] | 0 | 0 | 0 | 0
[29 empty] | 0 | 0 | 0 | 0
[29 empty] | 0 | 0 | 0 | 0
[29 empty] | 0 | 0 | 0 | 0
[29 empty] | 0 | 0 | 0 | 0
[29 empty] | 0 | 0 | 0 | 0
[29 empty] | 0 | 0 | 0 | 0
[29 empty] | 0 | 0 | 0 | 0
[29 empty] | 0 | 0 | 0 | 0
[29 empty] | 0 | 0 | 0 | 0
[29 empty] | 0 | 0 | 0 | 0
[29 empty] | 0 | 0 | 0 | 0
[29 empty] | 0 | 0 | 0 | 0
[29 empty] | 0 | 0 | 0 | 0
[29 empty] | 0 | 0 | 0 | 0
[29 empty] | 0 | 0 | 0 | 0
[29 empty] | 0 | 0 | 0 | 0
[29 empty] | 0 | 0 | 0 | 0
[29 empty] | 0 | 0 | 0 | 0
[29 empty] | 0 | 0 | 0 | 0
[29 empty] | 0 | 0 | 0 | 0
[29 empty] | 0 | 0 | 0 | 0
[29 empty] | 0 | 0 | 0 | 0
[29 empty] | 0 | 0 | 0 | 0
[29 empty] | 0 | 0 | 0 | 0
[29 empty] | 0 | 0 | 0 | 0
[29 empty] | 0 | 0 | 0 | 0
[29 empty] | 0 | 0 | 0 | 0
[29 empty] | 0 | 0 | 0 | 0
[29 empty] | 0 | 0 | 0 | 0
[29 empty] | 0 | 0 | 0 | 0
[29 empty] | 0 | 0 | 0 | 0
[29 empty] | 0 | 0 | 0 | 0
[29 empty] | 0 | 0 | 0 | 0
[29 empty] | 0 | 0 | 0 | 0
[29 empty] | 0 | 0 | 0 | 0
[29 empty] | 0 | 0 | 0 | 0
[29 empty] | 0 | 0 | 0 | 0
[29 empty] | 0 | 0 | 0 | 0
[29 empty] | 0 | 0 | 0 | 0
[29 empty] | 0 | 0 | 0 | 0
[29 empty] | 0 | 0 | 0 | 0
[29 empty] | 0 | 0 | 0 | 0
[29 empty] | 0 | 0 | 0 | 0
[29 empty] | 0 | 0 | 0 | 0
[29 empty] | 0 | 0 | 0 | 0
[29 empty] | 0 | 0 | 0 | 0
[29 empty] | 0 | 0 | 0 | 0
[29 empty] | 0 | 0 | 0 | 0
[29 empty] | 0 | 0 | 0 | 0
[29 empty] | 0 | 0 | 0 | 0
[29 empty] | 0 | 0 | 0 | 0
[29 empty] | 0 | 0 | 0 | 0
[29 empty] | 0 | 0 | 0 | 0
[29 empty] | 0 | 0 | 0 | 0
[29 empty] | 0 | 0 | 0 | 0
[29 empty] | 0 | 0 | 0 | 0
[29 empty] | 0 | 0 | 0 | 0
[29 empty] | 0 | 0 | 0 | 0
[29 empty] | 0 | 0 | 0 | 0
[29 empty] | 0 | 0 | 0 | 0
[29 empty] | 0 | 0 | 0 | 0
[29 empty] | 0 | 0 | 0 | 0
[29 empty] | 0 | 0 | 0 | 0
[29 empty] | 0 | 0 | 0 | 0
[29 empty] | 0 | 0 | 0 | 0
[29 empty] | 0 | 0 | 0 | 0
[29 empty] | 0 | 0 | 0 | 0
[29 empty] | 0 | 0 | 0 | 0
[29 empty] | 0 | 0 | 0 | 0
[29 empty] | 0 | 0 | 0 | 0
[29 empty] | 0 | 0 | 0 | 0
[29 empty] | 0 | 0 | 0 | 0
[29 empty] | 0 | 0 | 0 | 0
[29 empty] | 0 | 0 | 0 | 0
[29 empty] | 0 | 0 | 0 | 0
[29 empty] | 0 | 0 | 0 | 0
[29 empty] | 0 | 0 | 0 | 0
[29 empty] | 0 | 0 | 0 | 0
[29 empty] | 0 | 0 | 0 | 0
[29 empty] | 0 | 0 | 0 | 0
[29 empty] | 0 | 0 | 0 | 0
[29 empty] | 0 | 0 | 0 | 0
[29 empty] | 0 | 0 | 0 | 0
[29 empty] | 0 | 0 | 0 | 0
[29 empty] | 0 | 0 | 0 | 0
[29 empty] | 0 | 0 | 0 | 0
[29 empty] | 0 | 0 | 0 | 0
[29 empty] | 0 | 0 | 0 | 0
[29 empty] | 0 | 0 | 0 | 0
[29 empty] | 0 | 0 | 0 | 0
[29 empty] | 0 | 0 | 0 | 0
[29 empty] | 0 | 0 | 0 | 0
[29 empty] | 0 | 0 | 0 | 0
[29 empty] | 0 | 0 | 0 | 0
[29 empty] | 0 | 0 | 0 | 0
[29 empty] | 0 | 0 | 0 | 0
[29 empty] | 0 | 0 | 0 | 0
[29 empty] | 0 | 0 | 0 | 0
[29 empty] | 0 | 0 | 0 | 0
[29 empty] | 0 | 0 | 0 | 0
[29 empty] | 0 | 0 | 0 | 0
[29 empty] | 0 | 0 | 0 | 0
[29 empty] | 0 | 0 | 0 | 0
[29 empty] | 0 | 0 | 0 | 0
[29 empty] | 0 | 0 | 0 | 0
[29 empty] | 0 | 0 | 0 | 0
[29 empty] | 0 | 0 | 0 | 0
[29 empty] | 0 | 0 | 0 | 0
[29 empty] | 0 | 0 | 0 | 0
[29 empty] | 0 | 0 | 0 | 0
[29 empty] | 0 | 0 | 0 | 0
[29 empty] | 0 | 0 | 0 | 0
[29 empty] | 0 | 0 | 0 | 0
[29 empty] | 0 | 0 | 0 | 0
[29 empty] | 0 | 0 | 0 | 0
[29 empty] | 0 | 0 | 0 | 0
[29 empty] | 0 | 0 | 0 | 0
[29 empty] | 0 | 0 | 0 | 0
[29 empty] | 0 | 0 | 0 | 0
[29 empty] | 0 | 0 | 0 | 0
[29 empty] | 0 | 0 | 0 | 0
[29 empty] | 0 | 0 | 0 | 0
[29 empty] | 0 | 0 | 0 | 0
[29 empty] | 0 | 0 | 0 | 0
[29 empty] | 0 | 0 | 0 | 0
[29 empty] | 0 | 0 | 0 | 0
[29 empty] | 0 | 0 | 0 | 0
[29 empty] | 0 | 0 | 0 | 0
[29 empty] | 0 | 0 | 0 | 0
[29 empty] | 0 | 0 | 0 | 0
[29 empty] | 0 | 0 | 0 | 0
[29 empty] | 0 | 0 | 0 | 0
[29 empty] | 0 | 0 | 0 | 0
[29 empty] | 0 | 0 | 0 | 0
[29 empty] | 0 | 0 | 0 | 0
[29 empty] | 0 | 0 | 0 | 0
[29 empty] | 0 | 0 | 0 | 0
[29 empty] | 0 | 0 | 0 | 0
[29 empty] | 0 | 0 | 0 | 0
[29 empty] | 0 | 0 | 0 | 0
[29 empty] | 0 | 0 | 0 | 0
[29 empty] | 0 | 0 | 0 | 0
[29 empty] | 0 | 0 | 0 | 0
[29 empty] | 0 | 0 | 0 | 0
[29 empty] | 0 | 0 | 0 | 0
[29 empty] | 0 | 0 | 0 | 0
[29 empty] | 0 | 0 | 0 | 0
[29 empty] | 0 | 0 | 0 | 0
[29 empty] | 0 | 0 | 0 | 0
[29 empty] | 0 | 0 | 0 | 0
[29 empty] | 0 | 0 | 0 | 0
[29 empty] | 0 | 0 | 0 | 0
[29 empty] | 0 | 0 | 0 | 0
[29 empty] | 0 | 0 | 0 | 0
[29 empty] | 0 | 0 | 0 | 0
[29 empty] | 0 | 0 | 0 | 0
[29 empty] | 0 | 0 | 0 | 0
[29 empty] | 0 | 0 | 0 | 0
[29 empty] | 0 | 0 | 0 | 0
[29 empty] | 0 | 0 | 0 | 0
[29 empty] | 0 | 0 | 0 | 0
[29 empty] | 0 | 0 | 0 | 0
[29 empty] | 0 | 0 | 0 | 0
[29 empty] | 0 | 0 | 0 | 0
[29 empty] | 0 | 0 | 0 | 0
[29 empty] | 0 | 0 | 0 | 0
[29 empty] | 0 | 0 | 0 | 0
[29 empty] | 0 | 0 | 0 | 0
[29 empty] | 0 | 0 | 0 | 0
[29 empty] | 0 | 0 | 0 | 0
[29 empty] | 0 | 0 | 0 | 0
[29 empty] | 0 | 0 | 0 | 0
[29 empty] | 0 | 0 | 0 | 0
[29 empty] | 0 | 0 | 0 | 0
[29 empty] | 0 | 0 | 0 | 0
[29 empty] | 0 | 0 | 0 | 0
[29 empty] | 0 | 0 | 0 | 0
[29 empty] | 0 | 0 | 0 | 0
[29 empty] | 0 | 0 | 0 | 0
[29 empty] | 0 | 0 | 0 | 0
[29 empty] | 0 | 0 | 0 | 0
[29 empty] | 0 | 0 | 0 | 0
[29 empty] | 0 | 0 | 0 | 0
[29 empty] | 0 | 0 | 0 | 0
[29 empty] | 0 | 0 | 0 | 0
[29 empty] | 0 | 0 | 0 | 0
[29 empty] | 0 | 0 | 0 | 0
[29 empty] | 0 | 0 | 0 | 0
[29 empty] | 0 | 0 | 0 | 0
[29 empty] | 0 | 0 | 0 | 0
[29 empty] | 0 | 0 | 0 | 0
[29 empty] | 0 | 0 | 0 | 0
[29 empty] | 0 | 0 | 0 | 0
[29 empty] | 0 | 0 | 0 | 0
[29 empty] | 0 | 0 | 0 | 0
[29 empty] | 0 | 0 | 0 | 0
[29 empty] | 0 | 0 | 0 | 0
[29 empty] | 0 | 0 | 0 | 0
[29 empty] | 0 | 0 | 0 | 0
[29 empty] | 0 | 0 | 0 | 0
[29 empty] | 0 | 0 | 0 | 0
[29 empty] | 0 | 0 | 0 | 0
[29 empty] | 0 | 0 | 0 | 0
[29 empty] | 0 | 0 | 0 | 0
[29 empty] | 0 | 0 | 0 | 0
[29 empty] | 0 | 0 | 0 | 0
[29 empty] | 0 | 0 | 0 | 0
[29 empty] | 0 | 0 | 0 | 0
[29 empty] | 0 | 0 | 0 | 0
[29 empty] | 0 | 0 | 0 | 0
[29 empty] | 0 | 0 | 0 | 0
[29 empty] | 0 | 0 | 0 | 0
[29 empty] | 0 | 0 | 0 | 0
[29 empty] | 0 | 0 | 0 | 0
[29 empty] | 0 | 0 | 0 | 0
[29 empty] | 0 | 0 | 0 | 0
[29 empty] | 0 | 0 | 0 | 0
[29 empty] | 0 | 0 | 0 | 0
[29 empty] | 0 | 0 | 0 | 0
[29 empty] | 0 | 0 | 0 | 0
[29 empty] | 0 | 0 | 0 | 0
[29 empty] | 0 | 0 | 0 | 0
[29 empty] | 0 | 0 | 0 | 0
[29 empty] | 0 | 0 | 0 | 0
[29 empty] | 0 | 0 | 0 | 0
[29 empty] | 0 | 0 | 0 | 0
[29 empty] | 0 | 0 | 0 | 0
[29 empty] | 0 | 0 | 0 | 0
[29 empty] | 0 | 0 | 0 | 0
[29 empty] | 0 | 0 | 0 | 0
[29 empty] | 0 | 0 | 0 | 0
[29 empty] | 0 | 0 | 0 | 0
[29 empty] | 0 | 0 | 0 | 0
[29 empty] | 0 | 0 | 0 | 0
[29 empty] | 0 | 0 | 0 | 0
[29 empty] | 0 | 0 | 0 | 0
[29 empty] | 0 | 0 | 0 | 0
[29 empty] | 0 | 0 | 0 | 0
[29 empty] | 0 | 0 | 0 | 0
[29 empty] | 0 | 0 | 0 | 0
[29 empty] | 0 | 0 | 0 | 0
[29 empty] | 0 | 0 | 0 | 0
[29 empty] | 0 | 0 | 0 | 0
[29 empty] | 0 | 0 | 0 | 0
[29 empty] | 0 | 0 | 0 | 0
[29 empty] | 0 | 0 | 0 | 0
[29 empty] | 0 | 0 | 0 | 0
[29 empty] | 0 | 0 | 0 | 0
[29 empty] | 0 | 0 | 0 | 0
[29 empty] | 0 | 0 | 0 | 0
[29 empty] | 0 | 0 | 0 | 0
[29 empty] | 0 | 0 | 0 | 0
[29 empty] | 0 | 0 | 0 | 0
[29 empty] | 0 | 0 | 0 | 0
[29 empty] | 0 | 0 | 0 | 0
[29 empty] | 0 | 0 | 0 | 0
[29 empty] | 0 | 0 | 0 | 0
[29 empty] | 0 | 0 | 0 | 0
[29 empty] | 0 | 0 | 0 | 0
[29 empty] | 0 | 0 | 0 | 0
[29 empty] | 0 | 0 | 0 | 0
[29 empty] | 0 | 0 | 0 | 0
[29 empty] | 0 | 0 | 0 | 0
[29 empty] | 0 | 0 | 0 | 0
[29 empty] | 0 | 0 | 0 | 0
[29 empty] | 0 | 0 | 0 | 0
[29 empty] | 0 | 0 | 0 | 0
[29 empty] | 0 | 0 | 0 | 0
[29 empty] | 0 | 0 | 0 | 0
[29 empty] | 0 | 0 | 0 | 0
[29 empty] | 0 | 0 | 0 | 0
[29 empty] | 0 | 0 | 0 | 0
[29 empty] | 0 | 0 | 0 | 0
[29 empty] | 0 | 0 | 0 | 0
[29 empty] | 0 | 0 | 0 | 0
[29 empty] | 0 | 0 | 0 | 0
[29 empty] | 0 | 0 | 0 | 0
[29 empty] | 0 | 0 | 0 | 0
[29 empty] | 0 | 0 | 0 | 0
[29 empty] | 0 | 0 | 0 | 0
[29 empty] | 0 | 0 | 0 | 0
[29 empty] | 0 | 0 | 0 | 0
[29 empty] | 0 | 0 | 0 | 0
[29 empty] | 0 | 0 | 0 | 0
[29 empty] | 0 | 0 | 0 | 0
[29 empty] | 0 | 0 | 0 | 0
[29 empty] | 0 | 0 | 0 | 0
[29 empty] | 0 | 0 | 0 | 0
[29 empty] | 0 | 0 | 0 | 0
[29 empty] | 0 | 0 | 0 | 0
[29 empty] | 0 | 0 | 0 | 0
[29 empty] | 0 | 0 | 0 | 0
[29 empty] | 0 | 0 | 0 | 0
[29 empty] | 0 | 0 | 0 | 0
[29 empty] | 0 | 0 | 0 | 0
[29 empty] | 0 | 0 | 0 | 0
[29 empty] | 0 | 0 | 0 | 0
[29 empty] | 0 | 0 | 0 | 0
[29 empty] | 0 | 0 | 0 | 0
[29 empty] | 0 | 0 | 0 | 0
[29 empty] | 0 | 0 | 0 | 0
[29 empty] | 0 | 0 | 0 | 0
[29 empty] | 0 | 0 | 0 | 0
[29 empty] | 0 | 0 | 0 | 0
[29 empty] | 0 | 0 | 0 | 0
[29 empty] | 0 | 0 | 0 | 0
[29 empty] | 0 | 0 | 0 | 0
[29 empty] | 0 | 0 | 0 | 0
[29 empty] | 0 | 0 | 0 | 0
[29 empty] | 0 | 0 | 0 | 0
[29 empty] | 0 | 0 | 0 | 0
[29 empty] | 0 | 0 | 0 | 0
[29 empty] | 0 | 0 | 0 | 0
[29 empty] | 0 | 0 | 0 | 0
[29 empty] | 0 | 0 | 0 | 0
[29 empty] | 0 | 0 | 0 | 0
[29 empty] | 0 | 0 | 0 | 0
[29 empty] | 0 | 0 | 0 | 0
[29 empty] | 0 | 0 | 0 | 0
[29 empty] | 0 | 0 | 0 | 0
[29 empty] | 0 | 0 | 0 | 0
[29 empty] | 0 | 0 | 0 | 0
[29 empty] | 0 | 0 | 0 | 0
[29 empty] | 0 | 0 | 0 | 0
[29 empty] | 0 | 0 | 0 | 0
[29 empty] | 0 | 0 | 0 | 0
[29 empty] | 0 | 0 | 0 | 0
[29 empty] | 0 | 0 | 0 | 0
[29 empty] | 0 | 0 | 0 | 0
[29 empty] | 0 | 0 | 0 | 0
[29 empty] | 0 | 0 | 0 | 0
[29 empty] | 0 | 0 | 0 | 0
[29 empty] | 0 | 0 | 0 | 0
[29 empty] | 0 | 0 | 0 | 0
[29 empty] | 0 | 0 | 0 | 0
[29 empty] | 0 | 0 | 0 | 0
[29 empty] | 0 | 0 | 0 | 0
[29 empty] | 0 | 0 | 0 | 0
[29 empty] | 0 | 0 | 0 | 0
[29 empty] | 0 | 0 | 0 | 0
[29 empty] | 0 | 0 | 0 | 0
[29 empty] | 0 | 0 | 0 | 0
[29 empty] | 0 | 0 | 0 | 0
[29 empty] | 0 | 0 | 0 | 0
[29 empty] | 0 | 0 | 0 | 0
[29 empty] | 0 | 0 | 0 | 0
[29 empty] | 0 | 0 | 0 | 0
[29 empty] | 0 | 0 | 0 | 0
[29 empty] | 0 | 0 | 0 | 0
[29 empty] | 0 | 0 | 0 | 0
[29 empty] | 0 | 0 | 0 | 0
[29 empty] | 0 | 0 | 0 | 0
[29 empty] | 0 | 0 | 0 | 0
[29 empty] | 0 | 0 | 0 | 0
[29 empty] | 0 | 0 | 0 | 0
[29 empty] | 0 | 0 | 0 | 0
[29 empty] | 0 | 0 | 0 | 0
[29 empty] | 0 | 0 | 0 | 0
[29 empty] | 0 | 0 | 0 | 0
[29 empty] | 0 | 0 | 0 | 0
[29 empty] | 0 | 0 | 0 | 0
[29 empty] | 0 | 0 | 0 | 0
[29 empty] | 0 | 0 | 0 | 0
[29 empty] | 0 | 0 | 0 | 0
[29 empty] | 0 | 0 | 0 | 0
[29 empty] | 0 | 0 | 0 | 0
[29 empty] | 0 | 0 | 0 | 0
[29 empty] | 0 | 0 | 0 | 0
[29 empty] | 0 | 0 | 0 | 0
[29 empty] | 0 | 0 | 0 | 0
[29 empty] | 0 | 0 | 0 | 0
[29 empty] | 0 | 0 | 0 | 0
[29 empty] | 0 | 0 | 0 | 0
[29 empty] | 0 | 0 | 0 | 0
[29 empty] | 0 | 0 | 0 | 0
[29 empty] | 0 | 0 | 0 | 0
[29 empty] | 0 | 0 | 0 | 0
[29 empty] | 0 | 0 | 0 | 0
[29 empty] | 0 | 0 | 0 | 0
[29 empty] | 0 | 0 | 0 | 0
[29 empty] | 0 | 0 | 0 | 0
[29 empty] | 0 | 0 | 0 | 0
[29 empty] | 0 | 0 | 0 | 0
[29 empty] | 0 | 0 | 0 | 0
[29 empty] | 0 | 0 | 0 | 0
[29 empty] | 0 | 0 | 0 | 0
[29 empty] | 0 | 0 | 0 | 0
[29 empty] | 0 | 0 | 0 | 0
[29 empty] | 0 | 0 | 0 | 0
[29 empty] | 0 | 0 | 0 | 0
[29 empty] | 0 | 0 | 0 | 0
[29 empty] | 0 | 0 | 0 | 0
[29 empty] | 0 | 0 | 0 | 0
[29 empty] | 0 | 0 | 0 | 0
[29 empty] | 0 | 0 | 0 | 0
[29 empty] | 0 | 0 | 0 | 0
[29 empty] | 0 | 0 | 0 | 0
[29 empty] | 0 | 0 | 0 | 0
[29 empty] | 0 | 0 | 0 | 0
[29 empty] | 0 | 0 | 0 | 0
[29 empty] | 0 | 0 | 0 | 0
[29 empty] | 0 | 0 | 0 | 0
[29 empty] | 0 | 0 | 0 | 0
[29 empty] | 0 | 0 | 0 | 0
[29 empty] | 0 | 0 | 0 | 0
[29 empty] | 0 | 0 | 0 | 0
[29 empty] | 0 | 0 | 0 | 0
[29 empty] | 0 | 0 | 0 | 0
[29 empty] | 0 | 0 | 0 | 0
[29 empty] | 0 | 0 | 0 | 0
[29 empty] | 0 | 0 | 0 | 0
[29 empty] | 0 | 0 | 0 | 0
[29 empty] | 0 | 0 | 0 | 0
[29 empty] | 0 | 0 | 0 | 0
[29 empty] | 0 | 0 | 0 | 0
[29 empty] | 0 | 0 | 0 | 0
[29 empty] | 0 | 0 | 0 | 0
[29 empty] | 0 | 0 | 0 | 0
[29 empty] | 0 | 0 | 0 | 0
[29 empty] | 0 | 0 | 0 | 0
[29 empty] | 0 | 0 | 0 | 0
[29 empty] | 0 | 0 | 0 | 0
[29 empty] | 0 | 0 | 0 | 0
[29 empty] | 0 | 0 | 0 | 0
[29 empty] | 0 | 0 | 0 | 0
[29 empty] | 0 | 0 | 0 | 0
[29 empty] | 0 | 0 | 0 | 0
[29 empty] | 0 | 0 | 0 | 0
[29 empty] | 0 | 0 | 0 | 0
[29 empty] | 0 | 0 | 0 | 0
[29 empty] | 0 | 0 | 0 | 0
[29 empty] | 0 | 0 | 0 | 0
[29 empty] | 0 | 0 | 0 | 0
[29 empty] | 0 | 0 | 0 | 0
[29 empty] | 0 | 0 | 0 | 0
[29 empty] | 0 | 0 | 0 | 0
[29 empty] | 0 | 0 | 0 | 0
[29 empty] | 0 | 0 | 0 | 0
[29 empty] | 0 | 0 | 0 | 0
[29 empty] | 0 | 0 | 0 | 0
[29 empty] | 0 | 0 | 0 | 0
[29 empty] | 0 | 0 | 0 | 0
[29 empty] | 0 | 0 | 0 | 0
[29 empty] | 0 | 0 | 0 | 0
[29 empty] | 0 | 0 | 0 | 0
[29 empty] | 0 | 0 | 0 | 0
[29 empty] | 0 | 0 | 0 | 0
[29 empty] | 0 | 0 | 0 | 0
[29 empty] | 0 | 0 | 0 | 0
[29 empty] | 0 | 0 | 0 | 0
[29 empty] | 0 | 0 | 0 | 0
[29 empty] | 0 | 0 | 0 | 0
[29 empty] | 0 | 0 | 0 | 0
[29 empty] | 0 | 0 | 0 | 0
[29 empty] | 0 | 0 | 0 | 0
[29 empty] | 0 | 0 | 0 | 0
[29 empty] | 0 | 0 | 0 | 0
[29 empty] | 0 | 0 | 0 | 0
[29 empty] | 0 | 0 | 0 | 0
[29 empty] | 0 | 0 | 0 | 0
[29 empty] | 0 | 0 | 0 | 0
[29 empty] | 0 | 0 | 0 | 0
[29 empty] | 0 | 0 | 0 | 0
[29 empty] | 0 | 0 | 0 | 0
[29 empty] | 0 | 0 | 0 | 0
[29 empty] | 0 | 0 | 0 | 0
[29 empty] | 0 | 0 | 0 | 0
[29 empty] | 0 | 0 | 0 | 0
[29 empty] | 0 | 0 | 0 | 0
[29 empty] | 0 | 0 | 0 | 0
[29 empty] | 0 | 0 | 0 | 0
[29 empty] | 0 | 0 | 0 | 0
[29 empty] | 0 | 0 | 0 | 0
[29 empty] | 0 | 0 | 0 | 0
[29 empty] | 0 | 0 | 0 | 0
[29 empty] | 0 | 0 | 0 | 0
[29 empty] | 0 | 0 | 0 | 0
[29 empty] | 0 | 0 | 0 | 0
[29 empty] | 0 | 0 | 0 | 0
[29 empty] | 0 | 0 | 0 | 0
[29 empty] | 0 | 0 | 0 | 0
[29 empty] | 0 | 0 | 0 | 0
[29 empty] | 0 | 0 | 0 | 0
[29 empty] | 0 | 0 | 0 | 0
[29 empty] | 0 | 0 | 0 | 0
[29 empty] | 0 | 0 | 0 | 0
[29 empty] | 0 | 0 | 0 | 0
[29 empty] | 0 | 0 | 0 | 0
[29 empty] | 0 | 0 | 0 | 0
[29 empty] | 0 | 0 | 0 | 0
[29 empty] | 0 | 0 | 0 | 0
[29 empty] | 0 | 0 | 0 | 0
[29 empty] | 0 | 0 | 0 | 0
[29 empty] | 0 | 0 | 0 | 0
[29 empty] | 0 | 0 | 0 | 0
[29 empty] | 0 | 0 | 0 | 0
[29 empty] | 0 | 0 | 0 | 0
[29 empty] | 0 | 0 | 0 | 0
[29 empty] | 0 | 0 | 0 | 0
[29 empty] | 0 | 0 | 0 | 0
[29 empty] | 0 | 0 | 0 | 0
[29 empty] | 0 | 0 | 0 | 0
[29 empty] | 0 | 0 | 0 | 0
[29 empty] | 0 | 0 | 0 | 0
[29 empty] | 0 | 0 | 0 | 0
[29 empty] | 0 | 0 | 0 | 0
[29 empty] | 0 | 0 | 0 | 0
[29 empty] | 0 | 0 | 0 | 0
[29 empty] | 0 | 0 | 0 | 0
[29 empty] | 0 | 0 | 0 | 0
[29 empty] | 0 | 0 | 0 | 0
[29 empty] | 0 | 0 | 0 | 0
[29 empty] | 0 | 0 | 0 | 0
[29 empty] | 0 | 0 | 0 | 0
[29 empty] | 0 | 0 | 0 | 0
[29 empty] | 0 | 0 | 0 | 0
[29 empty] | 0 | 0 | 0 | 0
[29 empty] | 0 | 0 | 0 | 0
[29 empty] | 0 | 0 | 0 | 0
[29 empty] | 0 | 0 | 0 | 0
[29 empty] | 0 | 0 | 0 | 0
[29 empty] | 0 | 0 | 0 | 0
[29 empty] | 0 | 0 | 0 | 0
[29 empty] | 0 | 0 | 0 | 0
[29 empty] | 0 | 0 | 0 | 0
[29 empty] | 0 | 0 | 0 | 0
[29 empty] | 0 | 0 | 0 | 0
[29 empty] | 0 | 0 | 0 | 0
[29 empty] | 0 | 0 | 0 | 0
[29 empty] | 0 | 0 | 0 | 0
[29 empty] | 0 | 0 | 0 | 0
[29 empty] | 0 | 0 | 0 | 0
[29 empty] | 0 | 0 | 0 | 0
[29 empty] | 0 | 0 | 0 | 0
[29 empty] | 0 | 0 | 0 | 0
[29 empty] | 0 | 0 | 0 | 0
[29 empty] | 0 | 0 | 0 | 0
[29 empty] | 0 | 0 | 0 | 0
[29 empty] | 0 | 0 | 0 | 0
[29 empty] | 0 | 0 | 0 | 0
[29 empty] | 0 | 0 | 0 | 0
[29 empty] | 0 | 0 | 0 | 0
[29 empty] | 0 | 0 | 0 | 0
[29 empty] | 0 | 0 | 0 | 0
[29 empty] | 0 | 0 | 0 | 0
[29 empty] | 0 | 0 | 0 | 0
[29 empty] | 0 | 0 | 0 | 0
[29 empty] | 0 | 0 | 0 | 0
[29 empty] | 0 | 0 | 0 | 0
[29 empty] | 0 | 0 | 0 | 0
[29 empty] | 0 | 0 | 0 | 0
[29 empty] | 0 | 0 | 0 | 0
[29 empty] | 0 | 0 | 0 | 0
[29 empty] | 0 | 0 | 0 | 0
[29 empty] | 0 | 0 | 0 | 0
[29 empty] | 0 | 0 | 0 | 0
[29 empty] | 0 | 0 | 0 | 0
[29 empty] | 0 | 0 | 0 | 0
[29 empty] | 0 | 0 | 0 | 0
[29 empty] | 0 | 0 | 0 | 0
[29 empty] | 0 | 0 | 0 | 0
[29 empty] | 0 | 0 | 0 | 0
[29 empty] | 0 | 0 | 0 | 0
[29 empty] | 0 | 0 | 0 | 0
[29 empty] | 0 | 0 | 0 | 0
[29 empty] | 0 | 0 | 0 | 0
[29 empty] | 0 | 0 | 0 | 0
[29 empty] | 0 | 0 | 0 | 0
[29 empty] | 0 | 0 | 0 | 0
[29 empty] | 0 | 0 | 0 | 0
[29 empty] | 0 | 0 | 0 | 0
[29 empty] | 0 | 0 | 0 | 0
[29 empty] | 0 | 0 | 0 | 0
[29 empty] | 0 | 0 | 0 | 0
[29 empty] | 0 | 0 | 0 | 0
[29 empty] | 0 | 0 | 0 | 0
[29 empty] | 0 | 0 | 0 | 0
[29 empty] | 0 | 0 | 0 | 0
[29 empty] | 0 | 0 | 0 | 0
[29 empty] | 0 | 0 | 0 | 0
[29 empty] | 0 | 0 | 0 | 0
[29 empty] | 0 | 0 | 0 | 0
[29 empty] | 0 | 0 | 0 | 0
[29 empty] | 0 | 0 | 0 | 0
[29 empty] | 0 | 0 | 0 | 0
[29 empty] | 0 | 0 | 0 | 0
[29 empty] | 0 | 0 | 0 | 0
[29 empty] | 0 | 0 | 0 | 0
[29 empty] | 0 | 0 | 0 | 0
[29 empty] | 0 | 0 | 0 | 0
[29 empty] | 0 | 0 | 0 | 0
[29 empty] | 0 | 0 | 0 | 0
[29 empty] | 0 | 0 | 0 | 0
[29 empty] | 0 | 0 | 0 | 0
[29 empty] | 0 | 0 | 0 | 0
[29 empty] | 0 | 0 | 0 | 0
[29 empty] | 0 | 0 | 0 | 0
[29 empty] | 0 | 0 | 0 | 0
[29 empty] | 0 | 0 | 0 | 0
[29 empty] | 0 | 0 | 0 | 0
[29 empty] | 0 | 0 | 0 | 0
[29 empty] | 0 | 0 | 0 | 0
[29 empty] | 0 | 0 | 0 | 0
[29 empty] | 0 | 0 | 0 | 0
[29 empty] | 0 | 0 | 0 | 0
[29 empty] | 0 | 0 | 0 | 0
[29 empty] | 0 | 0 | 0 | 0
[29 empty] | 0 | 0 | 0 | 0
[29 empty] | 0 | 0 | 0 | 0
[29 empty] | 0 | 0 | 0 | 0
[29 empty] | 0 | 0 | 0 | 0
[29 empty] | 0 | 0 | 0 | 0
[29 empty] | 0 | 0 | 0 | 0
[29 empty] | 0 | 0 | 0 | 0
[29 empty] | 0 | 0 | 0 | 0
[29 empty] | 0 | 0 | 0 | 0
[29 empty] | 0 | 0 | 0 | 0
[29 empty] | 0 | 0 | 0 | 0
[29 empty] | 0 | 0 | 0 | 0
[29 empty] | 0 | 0 | 0 | 0
[29 empty] | 0 | 0 | 0 | 0
[29 empty] | 0 | 0 | 0 | 0
[29 empty] | 0 | 0 | 0 | 0
[29 empty] | 0 | 0 | 0 | 0
[29 empty] | 0 | 0 | 0 | 0
[29 empty] | 0 | 0 | 0 | 0
[29 empty] | 0 | 0 | 0 | 0
[29 empty] | 0 | 0 | 0 | 0
[29 empty] | 0 | 0 | 0 | 0
[29 empty] | 0 | 0 | 0 | 0
[29 empty] | 0 | 0 | 0 | 0
[29 empty] | 0 | 0 | 0 | 0
[29 empty] | 0 | 0 | 0 | 0
[29 empty] | 0 | 0 | 0 | 0
[29 empty] | 0 | 0 | 0 | 0
[29 empty] | 0 | 0 | 0 | 0
[29 empty] | 0 | 0 | 0 | 0
[29 empty] | 0 | 0 | 0 | 0
[29 empty] | 0 | 0 | 0 | 0
[29 empty] | 0 | 0 | 0 | 0
[29 empty] | 0 | 0 | 0 | 0
[29 empty] | 0 | 0 | 0 | 0
[29 empty] | 0 | 0 | 0 | 0
[29 empty] | 0 | 0 | 0 | 0
[29 empty] | 0 | 0 | 0 | 0
[29 empty] | 0 | 0 | 0 | 0
[29 empty] | 0 | 0 | 0 | 0
[29 empty] | 0 | 0 | 0 | 0
[29 empty] | 0 | 0 | 0 | 0
[29 empty] | 0 | 0 | 0 | 0
[29 empty] | 0 | 0 | 0 | 0
[29 empty] | 0 | 0 | 0 | 0
[29 empty] | 0 | 0 | 0 | 0
[29 empty] | 0 | 0 | 0 | 0
[29 empty] | 0 | 0 | 0 | 0
[29 empty] | 0 | 0 | 0 | 0
[29 empty] | 0 | 0 | 0 | 0
[29 empty] | 0 | 0 | 0 | 0
[29 empty] | 0 | 0 | 0 | 0
[29 empty] | 0 | 0 | 0 | 0
[29 empty] | 0 | 0 | 0 | 0
[29 empty] | 0 | 0 | 0 | 0
[29 empty] | 0 | 0 | 0 | 0
[29 empty] | 0 | 0 | 0 | 0
[29 empty] | 0 | 0 | 0 | 0
[29 empty] | 0 | 0 | 0 | 0
[29 empty] | 0 | 0 | 0 | 0
[29 empty] | 0 | 0 | 0 | 0
[29 empty] | 0 | 0 | 0 | 0
[29 empty] | 0 | 0 | 0 | 0
[29 empty] | 0 | 0 | 0 | 0
[29 empty] | 0 | 0 | 0 | 0
[29 empty] | 0 | 0 | 0 | 0
[29 empty] | 0 | 0 | 0 | 0
[29 empty] | 0 | 0 | 0 | 0
[29 empty] | 0 | 0 | 0 | 0
[29 empty] | 0 | 0 | 0 | 0
[29 empty] | 0 | 0 | 0 | 0
[29 empty] | 0 | 0 | 0 | 0
[29 empty] | 0 | 0 | 0 | 0
[29 empty] | 0 | 0 | 0 | 0
[29 empty] | 0 | 0 | 0 | 0
[29 empty] | 0 | 0 | 0 | 0
[29 empty] | 0 | 0 | 0 | 0
[29 empty] | 0 | 0 | 0 | 0
[29 empty] | 0 | 0 | 0 | 0
[29 empty] | 0 | 0 | 0 | 0
[29 empty] | 0 | 0 | 0 | 0
[29 empty] | 0 | 0 | 0 | 0
[29 empty] | 0 | 0 | 0 | 0
[29 empty] | 0 | 0 | 0 | 0
[29 empty] | 0 | 0 | 0 | 0
[29 empty] | 0 | 0 | 0 | 0
[29 empty] | 0 | 0 | 0 | 0
[29 empty] | 0 | 0 | 0 | 0
[29 empty] | 0 | 0 | 0 | 0
[29 empty] | 0 | 0 | 0 | 0
[29 empty] | 0 | 0 | 0 | 0
[29 empty] | 0 | 0 | 0 | 0
[29 empty] | 0 | 0 | 0 | 0
[29 empty] | 0 | 0 | 0 | 0
[29 empty] | 0 | 0 | 0 | 0
[29 empty] | 0 | 0 | 0 | 0
[29 empty] | 0 | 0 | 0 | 0
[29 empty] | 0 | 0 | 0 | 0
[29 empty] | 0 | 0 | 0 | 0
[29 empty] | 0 | 0 | 0 | 0
[29 empty] | 0 | 0 | 0 | 0
[29 empty] | 0 | 0 | 0 | 0
[29 empty] | 0 | 0 | 0 | 0
[29 empty] | 0 | 0 | 0 | 0
[29 empty] | 0 | 0 | 0 | 0
[29 empty] | 0 | 0 | 0 | 0
[29 empty] | 0 | 0 | 0 | 0
[29 empty] | 0 | 0 | 0 | 0
[29 empty] | 0 | 0 | 0 | 0
[29 empty] | 0 | 0 | 0 | 0
[29 empty] | 0 | 0 | 0 | 0
[29 empty] | 0 | 0 | 0 | 0
[29 empty] | 0 | 0 | 0 | 0
[29 empty] | 0 | 0 | 0 | 0
[29 empty] | 0 | 0 | 0 | 0
[29 empty] | 0 | 0 | 0 | 0
[29 empty] | 0 | 0 | 0 | 0
[29 empty] | 0 | 0 | 0 | 0
[29 empty] | 0 | 0 | 0 | 0
[29 empty] | 0 | 0 | 0 | 0
[29 empty] | 0 | 0 | 0 | 0
[29 empty] | 0 | 0 | 0 | 0
[29 empty] | 0 | 0 | 0 | 0
[29 empty] | 0 | 0 | 0 | 0
[29 empty] | 0 | 0 | 0 | 0
[29 empty] | 0 | 0 | 0 | 0
[29 empty] | 0 | 0 | 0 | 0
[29 empty] | 0 | 0 | 0 | 0
[29 empty] | 0 | 0 | 0 | 0
[29 empty] | 0 | 0 | 0 | 0
[29 empty] | 0 | 0 | 0 | 0
[29 empty] | 0 | 0 | 0 | 0
[29 empty] | 0 | 0 | 0 | 0
[29 empty] | 0 | 0 | 0 | 0
[29 empty] | 0 | 0 | 0 | 0
[29 empty] | 0 | 0 | 0 | 0
[29 empty] | 0 | 0 | 0 | 0
[29 empty] | 0 | 0 | 0 | 0
[29 empty] | 0 | 0 | 0 | 0
[29 empty] | 0 | 0 | 0 | 0
[29 empty] | 0 | 0 | 0 | 0
[29 empty] | 0 | 0 | 0 | 0
[29 empty] | 0 | 0 | 0 | 0
[29 empty] | 0 | 0 | 0 | 0
[29 empty] | 0 | 0 | 0 | 0
[29 empty] | 0 | 0 | 0 | 0
[29 empty] | 0 | 0 | 0 | 0
[29 empty] | 0 | 0 | 0 | 0
[29 empty] | 0 | 0 | 0 | 0
[29 empty] | 0 | 0 | 0 | 0
[29 empty] | 0 | 0 | 0 | 0
[29 empty] | 0 | 0 | 0 | 0
[29 empty] | 0 | 0 | 0 | 0
[29 empty] | 0 | 0 | 0 | 0
[29 empty] | 0 | 0 | 0 | 0
[29 empty] | 0 | 0 | 0 | 0
[29 empty] | 0 | 0 | 0 | 0
[29 empty] | 0 | 0 | 0 | 0
[29 empty] | 0 | 0 | 0 | 0
[29 empty] | 0 | 0 | 0 | 0
[29 empty] | 0 | 0 | 0 | 0
[29 empty] | 0 | 0 | 0 | 0
[29 empty] | 0 | 0 | 0 | 0
[29 empty] | 0 | 0 | 0 | 0
[29 empty] | 0 | 0 | 0 | 0
[29 empty] | 0 | 0 | 0 | 0
[29 empty] | 0 | 0 | 0 | 0
[29 empty] | 0 | 0 | 0 | 0
[29 empty] | 0 | 0 | 0 | 0
[29 empty] | 0 | 0 | 0 | 0
[29 empty] | 0 | 0 | 0 | 0
[29 empty] | 0 | 0 | 0 | 0
[29 empty] | 0 | 0 | 0 | 0
[29 empty] | 0 | 0 | 0 | 0
[29 empty] | 0 | 0 | 0 | 0
[29 empty] | 0 | 0 | 0 | 0
[29 empty] | 0 | 0 | 0 | 0
[29 empty] | 0 | 0 | 0 | 0
[29 empty] | 0 | 0 | 0 | 0
[29 empty] | 0 | 0 | 0 | 0
[29 empty] | 0 | 0 | 0 | 0
[29 empty] | 0 | 0 | 0 | 0
[29 empty] | 0 | 0 | 0 | 0
[29 empty] | 0 | 0 | 0 | 0
[29 empty] | 0 | 0 | 0 | 0
[29 empty] | 0 | 0 | 0 | 0
[29 empty] | 0 | 0 | 0 | 0
[29 empty] | 0 | 0 | 0 | 0
[29 empty] | 0 | 0 | 0 | 0
[29 empty] | 0 | 0 | 0 | 0
[29 empty] | 0 | 0 | 0 | 0
[29 empty] | 0 | 0 | 0 | 0
[29 empty] | 0 | 0 | 0 | 0
[29 empty] | 0 | 0 | 0 | 0
[29 empty] | 0 | 0 | 0 | 0
[29 empty] | 0 | 0 | 0 | 0
[29 empty] | 0 | 0 | 0 | 0
[29 empty] | 0 | 0 | 0 | 0
[29 empty] | 0 | 0 | 0 | 0
[29 empty] | 0 | 0 | 0 | 0
[29 empty] | 0 | 0 | 0 | 0
[29 empty] | 0 | 0 | 0 | 0
[29 empty] | 0 | 0 | 0 | 0
[29 empty] | 0 | 0 | 0 | 0
[29 empty] | 0 | 0 | 0 | 0
[29 empty] | 0 | 0 | 0 | 0
[29 empty] | 0 | 0 | 0 | 0
[29 empty] | 0 | 0 | 0 | 0
[29 empty] | 0 | 0 | 0 | 0
[29 empty] | 0 | 0 | 0 | 0
[29 empty] | 0 | 0 | 0 | 0
[29 empty] | 0 | 0 | 0 | 0
[29 empty] | 0 | 0 | 0 | 0
[29 empty] | 0 | 0 | 0 | 0
[29 empty] | 0 | 0 | 0 | 0
[29 empty] | 0 | 0 | 0 | 0
[29 empty] | 0 | 0 | 0 | 0
[29 empty] | 0 | 0 | 0 | 0
[29 empty] | 0 | 0 | 0 | 0
[29 empty] | 0 | 0 | 0 | 0
[29 empty] | 0 | 0 | 0 | 0
[29 empty] | 0 | 0 | 0 | 0
[29 empty] | 0 | 0 | 0 | 0
[29 empty] | 0 | 0 | 0 | 0
[29 empty] | 0 | 0 | 0 | 0
[29 empty] | 0 | 0 | 0 | 0
[29 empty] | 0 | 0 | 0 | 0
[29 empty] | 0 | 0 | 0 | 0
[29 empty] | 0 | 0 | 0 | 0
[29 empty] | 0 | 0 | 0 | 0
[29 empty] | 0 | 0 | 0 | 0
[29 empty] | 0 | 0 | 0 | 0
[29 empty] | 0 | 0 | 0 | 0
[29 empty] | 0 | 0 | 0 | 0
[29 empty] | 0 | 0 | 0 | 0
[29 empty] | 0 | 0 | 0 | 0
[29 empty] | 0 | 0 | 0 | 0
[29 empty] | 0 | 0 | 0 | 0
[29 empty] | 0 | 0 | 0 | 0
[29 empty] | 0 | 0 | 0 | 0
[29 empty] | 0 | 0 | 0 | 0
[29 empty] | 0 | 0 | 0 | 0
[29 empty] | 0 | 0 | 0 | 0
[29 empty] | 0 | 0 | 0 | 0
[29 empty] | 0 | 0 | 0 | 0
[29 empty] | 0 | 0 | 0 | 0
[29 empty] | 0 | 0 | 0 | 0
[29 empty] | 0 | 0 | 0 | 0
[29 empty] | 0 | 0 | 0 | 0
[29 empty] | 0 | 0 | 0 | 0
[29 empty] | 0 | 0 | 0 | 0
[29 empty] | 0 | 0 | 0 | 0
[29 empty] | 0 | 0 | 0 | 0
[29 empty] | 0 | 0 | 0 | 0
[29 empty] | 0 | 0 | 0 | 0
[29 empty] | 0 | 0 | 0 | 0
[29 empty] | 0 | 0 | 0 | 0
[29 empty] | 0 | 0 | 0 | 0
[29 empty] | 0 | 0 | 0 | 0
[29 empty] | 0 | 0 | 0 | 0
[29 empty] | 0 | 0 | 0 | 0
[29 empty] | 0 | 0 | 0 | 0
[29 empty] | 0 | 0 | 0 | 0
[29 empty] | 0 | 0 | 0 | 0
[29 empty] | 0 | 0 | 0 | 0
[29 empty] | 0 | 0 | 0 | 0
[29 empty] | 0 | 0 | 0 | 0
[29 empty] | 0 | 0 | 0 | 0
[29 empty] | 0 | 0 | 0 | 0
[29 empty] | 0 | 0 | 0 | 0
[29 empty] | 0 | 0 | 0 | 0
[29 empty] | 0 | 0 | 0 | 0
[29 empty] | 0 | 0 | 0 | 0
[29 empty] | 0 | 0 | 0 | 0
[29 empty] | 0 | 0 | 0 | 0
[29 empty] | 0 | 0 | 0 | 0
[29 empty] | 0 | 0 | 0 | 0
[29 empty] | 0 | 0 | 0 | 0
[29 empty] | 0 | 0 | 0 | 0
[29 empty] | 0 | 0 | 0 | 0
[29 empty] | 0 | 0 | 0 | 0
[29 empty] | 0 | 0 | 0 | 0
[29 empty] | 0 | 0 | 0 | 0
[29 empty] | 0 | 0 | 0 | 0
[29 empty] | 0 | 0 | 0 | 0
[29 empty] | 0 | 0 | 0 | 0
[29 empty] | 0 | 0 | 0 | 0
[29 empty] | 0 | 0 | 0 | 0
[29 empty] | 0 | 0 | 0 | 0
[29 empty] | 0 | 0 | 0 | 0
[29 empty] | 0 | 0 | 0 | 0
[29 empty] | 0 | 0 | 0 | 0
[29 empty] | 0 | 0 | 0 | 0
[29 empty] | 0 | 0 | 0 | 0
[29 empty] | 0 | 0 | 0 | 0
[29 empty] | 0 | 0 | 0 | 0
[29 empty] | 0 | 0 | 0 | 0
[29 empty] | 0 | 0 | 0 | 0
[29 empty] | 0 | 0 | 0 | 0
[29 empty] | 0 | 0 | 0 | 0
[29 empty] | 0 | 0 | 0 | 0
[29 empty] | 0 | 0 | 0 | 0
[29 empty] | 0 | 0 | 0 | 0
[29 empty] | 0 | 0 | 0 | 0
[29 empty] | 0 | 0 | 0 | 0
[29 empty] | 0 | 0 | 0 | 0
[29 empty] | 0 | 0 | 0 | 0
[29 empty] | 0 | 0 | 0 | 0
[29 empty] | 0 | 0 | 0 | 0
[29 empty] | 0 | 0 | 0 | 0
[29 empty] | 0 | 0 | 0 | 0
[29 empty] | 0 | 0 | 0 | 0
[29 empty] | 0 | 0 | 0 | 0
[29 empty] | 0 | 0 | 0 | 0
[29 empty] | 0 | 0 | 0 | 0
[29 empty] | 0 | 0 | 0 | 0
[29 empty] | 0 | 0 | 0 | 0
[29 empty] | 0 | 0 | 0 | 0
[29 empty] | 0 | 0 | 0 | 0
[29 empty] | 0 | 0 | 0 | 0
[29 empty] | 0 | 0 | 0 | 0
[29 empty] | 0 | 0 | 0 | 0
[29 empty] | 0 | 0 | 0 | 0
[29 empty] | 0 | 0 | 0 | 0
[29 empty] | 0 | 0 | 0 | 0
[29 empty] | 0 | 0 | 0 | 0
[29 empty] | 0 | 0 | 0 | 0
[29 empty] | 0 | 0 | 0 | 0
[29 empty] | 0 | 0 | 0 | 0
[29 empty] | 0 | 0 | 0 | 0
[29 empty] | 0 | 0 | 0 | 0
[29 empty] | 0 | 0 | 0 | 0
[29 empty] | 0 | 0 | 0 | 0
[29 empty] | 0 | 0 | 0 | 0
[29 empty] | 0 | 0 | 0 | 0
[29 empty] | 0 | 0 | 0 | 0
[29 empty] | 0 | 0 | 0 | 0
[29 empty] | 0 | 0 | 0 | 0
[29 empty] | 0 | 0 | 0 | 0
[29 empty] | 0 | 0 | 0 | 0
[29 empty] | 0 | 0 | 0 | 0
[29 empty] | 0 | 0 | 0 | 0
[29 empty] | 0 | 0 | 0 | 0
[29 empty] | 0 | 0 | 0 | 0
[29 empty] | 0 | 0 | 0 | 0
[29 empty] | 0 | 0 | 0 | 0
[29 empty] | 0 | 0 | 0 | 0
[29 empty] | 0 | 0 | 0 | 0
[29 empty] | 0 | 0 | 0 | 0
[29 empty] | 0 | 0 | 0 | 0
[29 empty] | 0 | 0 | 0 | 0
[29 empty] | 0 | 0 | 0 | 0
[29 empty] | 0 | 0 | 0 | 0
[29 empty] | 0 | 0 | 0 | 0
[29 empty] | 0 | 0 | 0 | 0
[29 empty] | 0 | 0 | 0 | 0
[29 empty] | 0 | 0 | 0 | 0
[29 empty] | 0 | 0 | 0 | 0
[29 empty] | 0 | 0 | 0 | 0
[29 empty] | 0 | 0 | 0 | 0
[29 empty] | 0 | 0 | 0 | 0
[29 empty] | 0 | 0 | 0 | 0
[29 empty] | 0 | 0 | 0 | 0
[29 empty] | 0 | 0 | 0 | 0
[29 empty] | 0 | 0 | 0 | 0
[29 empty] | 0 | 0 | 0 | 0
[29 empty] | 0 | 0 | 0 | 0
[29 empty] | 0 | 0 | 0 | 0
[29 empty] | 0 | 0 | 0 | 0
[29 empty] | 0 | 0 | 0 | 0
[29 empty] | 0 | 0 | 0 | 0
[29 empty] | 0 | 0 | 0 | 0
[29 empty] | 0 | 0 | 0 | 0
[29 empty] | 0 | 0 | 0 | 0
[29 empty] | 0 | 0 | 0 | 0
[29 empty] | 0 | 0 | 0 | 0
[29 empty] | 0 | 0 | 0 | 0
[29 empty] | 0 | 0 | 0 | 0
[29 empty] | 0 | 0 | 0 | 0
[29 empty] | 0 | 0 | 0 | 0
[29 empty] | 0 | 0 | 0 | 0
[29 empty] | 0 | 0 | 0 | 0
[29 empty] | 0 | 0 | 0 | 0
[29 empty] | 0 | 0 | 0 | 0
[29 empty] | 0 | 0 | 0 | 0
[29 empty] | 0 | 0 | 0 | 0
[29 empty] | 0 | 0 | 0 | 0
[29 empty] | 0 | 0 | 0 | 0
[29 empty] | 0 | 0 | 0 | 0
[29 empty] | 0 | 0 | 0 | 0
[29 empty] | 0 | 0 | 0 | 0
[29 empty] | 0 | 0 | 0 | 0
[29 empty] | 0 | 0 | 0 | 0
[29 empty] | 0 | 0 | 0 | 0
[29 empty] | 0 | 0 | 0 | 0
[29 empty] | 0 | 0 | 0 | 0
[29 empty] | 0 | 0 | 0 | 0
[29 empty] | 0 | 0 | 0 | 0
[29 empty] | 0 | 0 | 0 | 0
[29 empty] | 0 | 0 | 0 | 0
[29 empty] | 0 | 0 | 0 | 0
[29 empty] | 0 | 0 | 0 | 0
[29 empty] | 0 | 0 | 0 | 0
[29 empty] | 0 | 0 | 0 | 0
[29 empty] | 0 | 0 | 0 | 0
[29 empty] | 0 | 0 | 0 | 0
[29 empty] | 0 | 0 | 0 | 0
[29 empty] | 0 | 0 | 0 | 0
[29 empty] | 0 | 0 | 0 | 0
[29 empty] | 0 | 0 | 0 | 0
[29 empty] | 0 | 0 | 0 | 0
[29 empty] | 0 | 0 | 0 | 0
[29 empty] | 0 | 0 | 0 | 0
[29 empty] | 0 | 0 | 0 | 0
[29 empty] | 0 | 0 | 0 | 0
[29 empty] | 0 | 0 | 0 | 0
[29 empty] | 0 | 0 | 0 | 0
[29 empty] | 0 | 0 | 0 | 0
[29 empty] | 0 | 0 | 0 | 0
[29 empty] | 0 | 0 | 0 | 0
[29 empty] | 0 | 0 | 0 | 0
[29 empty] | 0 | 0 | 0 | 0
[29 empty] | 0 | 0 | 0 | 0
[29 empty] | 0 | 0 | 0 | 0
[29 empty] | 0 | 0 | 0 | 0
[29 empty] | 0 | 0 | 0 | 0
[29 empty] | 0 | 0 | 0 | 0
[29 empty] | 0 | 0 | 0 | 0
[29 empty] | 0 | 0 | 0 | 0
[29 empty] | 0 | 0 | 0 | 0
[29 empty] | 0 | 0 | 0 | 0
[29 empty] | 0 | 0 | 0 | 0
[29 empty] | 0 | 0 | 0 | 0
[29 empty] | 0 | 0 | 0 | 0
[29 empty] | 0 | 0 | 0 | 0
[29 empty] | 0 | 0 | 0 | 0
[29 empty] | 0 | 0 | 0 | 0
[29 empty] | 0 | 0 | 0 | 0
[29 empty] | 0 | 0 | 0 | 0
[29 empty] | 0 | 0 | 0 | 0
[29 empty] | 0 | 0 | 0 | 0
[29 empty] | 0 | 0 | 0 | 0
[29 empty] | 0 | 0 | 0 | 0
[29 empty] | 0 | 0 | 0 | 0
[29 empty] | 0 | 0 | 0 | 0
[29 empty] | 0 | 0 | 0 | 0
[29 empty] | 0 | 0 | 0 | 0
[29 empty] | 0 | 0 | 0 | 0
[29 empty] | 0 | 0 | 0 | 0
[29 empty] | 0 | 0 | 0 | 0
[29 empty] | 0 | 0 | 0 | 0
[29 empty] | 0 | 0 | 0 | 0
[29 empty] | 0 | 0 | 0 | 0
[29 empty] | 0 | 0 | 0 | 0
[29 empty] | 0 | 0 | 0 | 0
[29 empty] | 0 | 0 | 0 | 0
[29 empty] | 0 | 0 | 0 | 0
[29 empty] | 0 | 0 | 0 | 0
[29 empty] | 0 | 0 | 0 | 0
[29 empty] | 0 | 0 | 0 | 0
[29 empty] | 0 | 0 | 0 | 0
[29 empty] | 0 | 0 | 0 | 0
[29 empty] | 0 | 0 | 0 | 0
[29 empty] | 0 | 0 | 0 | 0
[29 empty] | 0 | 0 | 0 | 0
[29 empty] | 0 | 0 | 0 | 0
[29 empty] | 0 | 0 | 0 | 0
[29 empty] | 0 | 0 | 0 | 0
[29 empty] | 0 | 0 | 0 | 0
[29 empty] | 0 | 0 | 0 | 0
[29 empty] | 0 | 0 | 0 | 0
[29 empty] | 0 | 0 | 0 | 0
[29 empty] | 0 | 0 | 0 | 0
[29 empty] | 0 | 0 | 0 | 0
[29 empty] | 0 | 0 | 0 | 0
[29 empty] | 0 | 0 | 0 | 0
[29 empty] | 0 | 0 | 0 | 0
[29 empty] | 0 | 0 | 0 | 0
[29 empty] | 0 | 0 | 0 | 0
[29 empty] | 0 | 0 | 0 | 0
[29 empty] | 0 | 0 | 0 | 0
[29 empty] | 0 | 0 | 0 | 0
[29 empty] | 0 | 0 | 0 | 0
[29 empty] | 0 | 0 | 0 | 0
[29 empty] | 0 | 0 | 0 | 0
[29 empty] | 0 | 0 | 0 | 0
[29 empty] | 0 | 0 | 0 | 0
[29 empty] | 0 | 0 | 0 | 0
[29 empty] | 0 | 0 | 0 | 0
[29 empty] | 0 | 0 | 0 | 0
[29 empty] | 0 | 0 | 0 | 0
[29 empty] | 0 | 0 | 0 | 0
[29 empty] | 0 | 0 | 0 | 0
[29 empty] | 0 | 0 | 0 | 0
[29 empty] | 0 | 0 | 0 | 0
[29 empty] | 0 | 0 | 0 | 0
[29 empty] | 0 | 0 | 0 | 0
[29 empty] | 0 | 0 | 0 | 0
[29 empty] | 0 | 0 | 0 | 0
[29 empty] | 0 | 0 | 0 | 0
[29 empty] | 0 | 0 | 0 | 0
[29 empty] | 0 | 0 | 0 | 0
[29 empty] | 0 | 0 | 0 | 0
[29 empty] | 0 | 0 | 0 | 0
[29 empty] | 0 | 0 | 0 | 0
[29 empty] | 0 | 0 | 0 | 0
[29 empty] | 0 | 0 | 0 | 0
[29 empty] | 0 | 0 | 0 | 0
[29 empty] | 0 | 0 | 0 | 0
[29 empty] | 0 | 0 | 0 | 0
[29 empty] | 0 | 0 | 0 | 0
[29 empty] | 0 | 0 | 0 | 0
[29 empty] | 0 | 0 | 0 | 0
[29 empty] | 0 | 0 | 0 | 0
[29 empty] | 0 | 0 | 0 | 0
[29 empty] | 0 | 0 | 0 | 0
[29 empty] | 0 | 0 | 0 | 0
[29 empty] | 0 | 0 | 0 | 0
[29 empty] | 0 | 0 | 0 | 0
[29 empty] | 0 | 0 | 0 | 0
[29 empty] | 0 | 0 | 0 | 0
[29 empty] | 0 | 0 | 0 | 0
[29 empty] | 0 | 0 | 0 | 0
[29 empty] | 0 | 0 | 0 | 0
[29 empty] | 0 | 0 | 0 | 0
[29 empty] | 0 | 0 | 0 | 0
[29 empty] | 0 | 0 | 0 | 0
[29 empty] | 0 | 0 | 0 | 0
[29 empty] | 0 | 0 | 0 | 0
[29 empty] | 0 | 0 | 0 | 0
[29 empty] | 0 | 0 | 0 | 0
[29 empty] | 0 | 0 | 0 | 0
[29 empty] | 0 | 0 | 0 | 0
[29 empty] | 0 | 0 | 0 | 0
[29 empty] | 0 | 0 | 0 | 0
[29 empty] | 0 | 0 | 0 | 0
[29 empty] | 0 | 0 | 0 | 0
[29 empty] | 0 | 0 | 0 | 0
[29 empty] | 0 | 0 | 0 | 0
[29 empty] | 0 | 0 | 0 | 0
[29 empty] | 0 | 0 | 0 | 0
[29 empty] | 0 | 0 | 0 | 0
[29 empty] | 0 | 0 | 0 | 0
[29 empty] | 0 | 0 | 0 | 0
[29 empty] | 0 | 0 | 0 | 0
[29 empty] | 0 | 0 | 0 | 0
[29 empty] | 0 | 0 | 0 | 0
[29 empty] | 0 | 0 | 0 | 0
[29 empty] | 0 | 0 | 0 | 0
[29 empty] | 0 | 0 | 0 | 0
[29 empty] | 0 | 0 | 0 | 0
[29 empty] | 0 | 0 | 0 | 0
[29 empty] | 0 | 0 | 0 | 0
[29 empty] | 0 | 0 | 0 | 0
[29 empty] | 0 | 0 | 0 | 0
[29 empty] | 0 | 0 | 0 | 0
[29 empty] | 0 | 0 | 0 | 0
[29 empty] | 0 | 0 | 0 | 0
[29 empty] | 0 | 0 | 0 | 0
[29 empty] | 0 | 0 | 0 | 0
[29 empty] | 0 | 0 | 0 | 0
[29 empty] | 0 | 0 | 0 | 0
[29 empty] | 0 | 0 | 0 | 0
[29 empty] | 0 | 0 | 0 | 0
[29 empty] | 0 | 0 | 0 | 0
[29 empty] | 0 | 0 | 0 | 0
[29 empty] | 0 | 0 | 0 | 0
[29 empty] | 0 | 0 | 0 | 0
[29 empty] | 0 | 0 | 0 | 0
[29 empty] | 0 | 0 | 0 | 0
[29 empty] | 0 | 0 | 0 | 0
[29 empty] | 0 | 0 | 0 | 0
[29 empty] | 0 | 0 | 0 | 0
[29 empty] | 0 | 0 | 0 | 0
[29 empty] | 0 | 0 | 0 | 0
[29 empty] | 0 | 0 | 0 | 0
[29 empty] | 0 | 0 | 0 | 0
[29 empty] | 0 | 0 | 0 | 0
[29 empty] | 0 | 0 | 0 | 0
[29 empty] | 0 | 0 | 0 | 0
[29 empty] | 0 | 0 | 0 | 0
[29 empty] | 0 | 0 | 0 | 0
[29 empty] | 0 | 0 | 0 | 0
[29 empty] | 0 | 0 | 0 | 0
[29 empty] | 0 | 0 | 0 | 0
[29 empty] | 0 | 0 | 0 | 0
[29 empty] | 0 | 0 | 0 | 0
[29 empty] | 0 | 0 | 0 | 0
[29 empty] | 0 | 0 | 0 | 0
[29 empty] | 0 | 0 | 0 | 0
[29 empty] | 0 | 0 | 0 | 0
[29 empty] | 0 | 0 | 0 | 0
[29 empty] | 0 | 0 | 0 | 0
[29 empty] | 0 | 0 | 0 | 0
[29 empty] | 0 | 0 | 0 | 0
[29 empty] | 0 | 0 | 0 | 0
[29 empty] | 0 | 0 | 0 | 0
[29 empty] | 0 | 0 | 0 | 0
[29 empty] | 0 | 0 | 0 | 0
[29 empty] | 0 | 0 | 0 | 0
[29 empty] | 0 | 0 | 0 | 0
[29 empty] | 0 | 0 | 0 | 0
[29 empty] | 0 | 0 | 0 | 0
[29 empty] | 0 | 0 | 0 | 0
[29 empty] | 0 | 0 | 0 | 0
[29 empty] | 0 | 0 | 0 | 0
[29 empty] | 0 | 0 | 0 | 0
[29 empty] | 0 | 0 | 0 | 0
[29 empty] | 0 | 0 | 0 | 0
[29 empty] | 0 | 0 | 0 | 0
[29 empty] | 0 | 0 | 0 | 0
[29 empty] | 0 | 0 | 0 | 0
[29 empty] | 0 | 0 | 0 | 0
[29 empty] | 0 | 0 | 0 | 0
[29 empty] | 0 | 0 | 0 | 0
[29 empty] | 0 | 0 | 0 | 0
[29 empty] | 0 | 0 | 0 | 0
[29 empty] | 0 | 0 | 0 | 0
[29 empty] | 0 | 0 | 0 | 0
[29 empty] | 0 | 0 | 0 | 0
[29 empty] | 0 | 0 | 0 | 0
[29 empty] | 0 | 0 | 0 | 0
[29 empty] | 0 | 0 | 0 | 0
[29 empty] | 0 | 0 | 0 | 0
[29 empty] | 0 | 0 | 0 | 0
[29 empty] | 0 | 0 | 0 | 0
[29 empty] | 0 | 0 | 0 | 0
[29 empty] | 0 | 0 | 0 | 0
[29 empty] | 0 | 0 | 0 | 0
[29 empty] | 0 | 0 | 0 | 0
[29 empty] | 0 | 0 | 0 | 0
[29 empty] | 0 | 0 | 0 | 0
[29 empty] | 0 | 0 | 0 | 0
[29 empty] | 0 | 0 | 0 | 0
[29 empty] | 0 | 0 | 0 | 0
[29 empty] | 0 | 0 | 0 | 0
[29 empty] | 0 | 0 | 0 | 0
[29 empty] | 0 | 0 | 0 | 0
[29 empty] | 0 | 0 | 0 | 0
[29 empty] | 0 | 0 | 0 | 0
[29 empty] | 0 | 0 | 0 | 0
[29 empty] | 0 | 0 | 0 | 0
[29 empty] | 0 | 0 | 0 | 0
[29 empty] | 0 | 0 | 0 | 0
[29 empty] | 0 | 0 | 0 | 0
[29 empty] | 0 | 0 | 0 | 0
[29 empty] | 0 | 0 | 0 | 0
[29 empty] | 0 | 0 | 0 | 0
[29 empty] | 0 | 0 | 0 | 0
[29 empty] | 0 | 0 | 0 | 0
[29 empty] | 0 | 0 | 0 | 0
[29 empty] | 0 | 0 | 0 | 0
[29 empty] | 0 | 0 | 0 | 0
[29 empty] | 0 | 0 | 0 | 0
[29 empty] | 0 | 0 | 0 | 0
[29 empty] | 0 | 0 | 0 | 0
[29 empty] | 0 | 0 | 0 | 0
[29 empty] | 0 | 0 | 0 | 0
[29 empty] | 0 | 0 | 0 | 0
[29 empty] | 0 | 0 | 0 | 0
[29 empty] | 0 | 0 | 0 | 0
[29 empty] | 0 | 0 | 0 | 0
[29 empty] | 0 | 0 | 0 | 0
[29 empty] | 0 | 0 | 0 | 0
[29 empty] | 0 | 0 | 0 | 0
[29 empty] | 0 | 0 | 0 | 0
[29 empty] | 0 | 0 | 0 | 0
[29 empty] | 0 | 0 | 0 | 0
[29 empty] | 0 | 0 | 0 | 0
[29 empty] | 0 | 0 | 0 | 0
[29 empty] | 0 | 0 | 0 | 0
[29 empty] | 0 | 0 | 0 | 0
[29 empty] | 0 | 0 | 0 | 0
[29 empty] | 0 | 0 | 0 | 0
[29 empty] | 0 | 0 | 0 | 0
[29 empty] | 0 | 0 | 0 | 0
[29 empty] | 0 | 0 | 0 | 0
[29 empty] | 0 | 0 | 0 | 0
[29 empty] | 0 | 0 | 0 | 0
[29 empty] | 0 | 0 | 0 | 0
[29 empty] | 0 | 0 | 0 | 0
[29 empty] | 0 | 0 | 0 | 0
[29 empty] | 0 | 0 | 0 | 0
[29 empty] | 0 | 0 | 0 | 0
[29 empty] | 0 | 0 | 0 | 0
[29 empty] | 0 | 0 | 0 | 0
[29 empty] | 0 | 0 | 0 | 0
[29 empty] | 0 | 0 | 0 | 0
[29 empty] | 0 | 0 | 0 | 0
[29 empty] | 0 | 0 | 0 | 0
[29 empty] | 0 | 0 | 0 | 0
[29 empty] | 0 | 0 | 0 | 0
[29 empty] | 0 | 0 | 0 | 0
[29 empty] | 0 | 0 | 0 | 0
[29 empty] | 0 | 0 | 0 | 0
[29 empty] | 0 | 0 | 0 | 0
[29 empty] | 0 | 0 | 0 | 0
[29 empty] | 0 | 0 | 0 | 0
[29 empty] | 0 | 0 | 0 | 0
[29 empty] | 0 | 0 | 0 | 0
[29 empty] | 0 | 0 | 0 | 0
[29 empty] | 0 | 0 | 0 | 0
[29 empty] | 0 | 0 | 0 | 0
[29 empty] | 0 | 0 | 0 | 0
[29 empty] | 0 | 0 | 0 | 0
[29 empty] | 0 | 0 | 0 | 0
[29 empty] | 0 | 0 | 0 | 0
[29 empty] | 0 | 0 | 0 | 0
[29 empty] | 0 | 0 | 0 | 0
[29 empty] | 0 | 0 | 0 | 0
[29 empty] | 0 | 0 | 0 | 0
[29 empty] | 0 | 0 | 0 | 0
[29 empty] | 0 | 0 | 0 | 0
[29 empty] | 0 | 0 | 0 | 0
[29 empty] | 0 | 0 | 0 | 0
[29 empty] | 0 | 0 | 0 | 0
[29 empty] | 0 | 0 | 0 | 0
[29 empty] | 0 | 0 | 0 | 0
[29 empty] | 0 | 0 | 0 | 0
[29 empty] | 0 | 0 | 0 | 0
[29 empty] | 0 | 0 | 0 | 0
[29 empty] | 0 | 0 | 0 | 0
[29 empty] | 0 | 0 | 0 | 0
[29 empty] | 0 | 0 | 0 | 0
[29 empty] | 0 | 0 | 0 | 0
[29 empty] | 0 | 0 | 0 | 0
[29 empty] | 0 | 0 | 0 | 0
[29 empty] | 0 | 0 | 0 | 0
[29 empty] | 0 | 0 | 0 | 0
[29 empty] | 0 | 0 | 0 | 0
[29 empty] | 0 | 0 | 0 | 0
[29 empty] | 0 | 0 | 0 | 0
[29 empty] | 0 | 0 | 0 | 0
[29 empty] | 0 | 0 | 0 | 0
[29 empty] | 0 | 0 | 0 | 0
[29 empty] | 0 | 0 | 0 | 0
[29 empty] | 0 | 0 | 0 | 0
[29 empty] | 0 | 0 | 0 | 0
[29 empty] | 0 | 0 | 0 | 0
[29 empty] | 0 | 0 | 0 | 0
[29 empty] | 0 | 0 | 0 | 0
[29 empty] | 0 | 0 | 0 | 0
[29 empty] | 0 | 0 | 0 | 0
[29 empty] | 0 | 0 | 0 | 0
[29 empty] | 0 | 0 | 0 | 0
[29 empty] | 0 | 0 | 0 | 0
[29 empty] | 0 | 0 | 0 | 0
[29 empty] | 0 | 0 | 0 | 0
[29 empty] | 0 | 0 | 0 | 0
[29 empty] | 0 | 0 | 0 | 0
[29 empty] | 0 | 0 | 0 | 0
[29 empty] | 0 | 0 | 0 | 0
[29 empty] | 0 | 0 | 0 | 0
[29 empty] | 0 | 0 | 0 | 0
[29 empty] | 0 | 0 | 0 | 0
[29 empty] | 0 | 0 | 0 | 0
[29 empty] | 0 | 0 | 0 | 0
[29 empty] | 0 | 0 | 0 | 0
[29 empty] | 0 | 0 | 0 | 0
[29 empty] | 0 | 0 | 0 | 0
[29 empty] | 0 | 0 | 0 | 0
[29 empty] | 0 | 0 | 0 | 0
[29 empty] | 0 | 0 | 0 | 0
[29 empty] | 0 | 0 | 0 | 0
[29 empty] | 0 | 0 | 0 | 0
[29 empty] | 0 | 0 | 0 | 0
[29 empty] | 0 | 0 | 0 | 0
[29 empty] | 0 | 0 | 0 | 0
[29 empty] | 0 | 0 | 0 | 0
[29 empty] | 0 | 0 | 0 | 0
[29 empty] | 0 | 0 | 0 | 0
[29 empty] | 0 | 0 | 0 | 0
[29 empty] | 0 | 0 | 0 | 0
[29 empty] | 0 | 0 | 0 | 0
[29 empty] | 0 | 0 | 0 | 0
[29 empty] | 0 | 0 | 0 | 0
[29 empty] | 0 | 0 | 0 | 0
[29 empty] | 0 | 0 | 0 | 0
[29 empty] | 0 | 0 | 0 | 0
[29 empty] | 0 | 0 | 0 | 0
[29 empty] | 0 | 0 | 0 | 0
[29 empty] | 0 | 0 | 0 | 0
[29 empty] | 0 | 0 | 0 | 0
[29 empty] | 0 | 0 | 0 | 0
[29 empty] | 0 | 0 | 0 | 0
[29 empty] | 0 | 0 | 0 | 0
[29 empty] | 0 | 0 | 0 | 0
[29 empty] | 0 | 0 | 0 | 0
[29 empty] | 0 | 0 | 0 | 0
[29 empty] | 0 | 0 | 0 | 0
[29 empty] | 0 | 0 | 0 | 0
[29 empty] | 0 | 0 | 0 | 0
[29 empty] | 0 | 0 | 0 | 0
[29 empty] | 0 | 0 | 0 | 0
[29 empty] | 0 | 0 | 0 | 0
[29 empty] | 0 | 0 | 0 | 0
[29 empty] | 0 | 0 | 0 | 0
[29 empty] | 0 | 0 | 0 | 0
[29 empty] | 0 | 0 | 0 | 0
[29 empty] | 0 | 0 | 0 | 0
[29 empty] | 0 | 0 | 0 | 0
[29 empty] | 0 | 0 | 0 | 0
[29 empty] | 0 | 0 | 0 | 0
[29 empty] | 0 | 0 | 0 | 0
[29 empty] | 0 | 0 | 0 | 0
[29 empty] | 0 | 0 | 0 | 0
[29 empty] | 0 | 0 | 0 | 0
[29 empty] | 0 | 0 | 0 | 0
[29 empty] | 0 | 0 | 0 | 0
[29 empty] | 0 | 0 | 0 | 0
[29 empty] | 0 | 0 | 0 | 0
[29 empty] | 0 | 0 | 0 | 0
[29 empty] | 0 | 0 | 0 | 0
[29 empty] | 0 | 0 | 0 | 0
[29 empty] | 0 | 0 | 0 | 0
[29 empty] | 0 | 0 | 0 | 0
[29 empty] | 0 | 0 | 0 | 0
[29 empty] | 0 | 0 | 0 | 0
[29 empty] | 0 | 0 | 0 | 0
[29 empty] | 0 | 0 | 0 | 0
[29 empty] | 0 | 0 | 0 | 0
[29 empty] | 0 | 0 | 0 | 0
[29 empty] | 0 | 0 | 0 | 0
[29 empty] | 0 | 0 | 0 | 0
[29 empty] | 0 | 0 | 0 | 0
[29 empty] | 0 | 0 | 0 | 0
[29 empty] | 0 | 0 | 0 | 0
[29 empty] | 0 | 0 | 0 | 0
[29 empty] | 0 | 0 | 0 | 0
[29 empty] | 0 | 0 | 0 | 0
[29 empty] | 0 | 0 | 0 | 0
[29 empty] | 0 | 0 | 0 | 0
[29 empty] | 0 | 0 | 0 | 0
[29 empty] | 0 | 0 | 0 | 0
[29 empty] | 0 | 0 | 0 | 0
[29 empty] | 0 | 0 | 0 | 0
[29 empty] | 0 | 0 | 0 | 0
[29 empty] | 0 | 0 | 0 | 0
[29 empty] | 0 | 0 | 0 | 0
[29 empty] | 0 | 0 | 0 | 0
[29 empty] | 0 | 0 | 0 | 0
[29 empty] | 0 | 0 | 0 | 0
[29 empty] | 0 | 0 | 0 | 0
[29 empty] | 0 | 0 | 0 | 0
[29 empty] | 0 | 0 | 0 | 0
[29 empty] | 0 | 0 | 0 | 0
[29 empty] | 0 | 0 | 0 | 0
[29 empty] | 0 | 0 | 0 | 0
[29 empty] | 0 | 0 | 0 | 0
[29 empty] | 0 | 0 | 0 | 0
[29 empty] | 0 | 0 | 0 | 0
[29 empty] | 0 | 0 | 0 | 0
[29 empty] | 0 | 0 | 0 | 0
[29 empty] | 0 | 0 | 0 | 0
[29 empty] | 0 | 0 | 0 | 0
[29 empty] | 0 | 0 | 0 | 0
[29 empty] | 0 | 0 | 0 | 0
[29 empty] | 0 | 0 | 0 | 0
[29 empty] | 0 | 0 | 0 | 0
[29 empty] | 0 | 0 | 0 | 0
[29 empty] | 0 | 0 | 0 | 0
[29 empty] | 0 | 0 | 0 | 0
[29 empty] | 0 | 0 | 0 | 0
[29 empty] | 0 | 0 | 0 | 0
[29 empty] | 0 | 0 | 0 | 0
[29 empty] | 0 | 0 | 0 | 0
[29 empty] | 0 | 0 | 0 | 0
[29 empty] | 0 | 0 | 0 | 0
[29 empty] | 0 | 0 | 0 | 0
[29 empty] | 0 | 0 | 0 | 0
[29 empty] | 0 | 0 | 0 | 0
[29 empty] | 0 | 0 | 0 | 0
[29 empty] | 0 | 0 | 0 | 0
[29 empty] | 0 | 0 | 0 | 0
[29 empty] | 0 | 0 | 0 | 0
[29 empty] | 0 | 0 | 0 | 0
[29 empty] | 0 | 0 | 0 | 0
[29 empty] | 0 | 0 | 0 | 0
[29 empty] | 0 | 0 | 0 | 0
[29 empty] | 0 | 0 | 0 | 0
[29 empty] | 0 | 0 | 0 | 0
[29 empty] | 0 | 0 | 0 | 0
[29 empty] | 0 | 0 | 0 | 0
[29 empty] | 0 | 0 | 0 | 0
[29 empty] | 0 | 0 | 0 | 0
[29 empty] | 0 | 0 | 0 | 0
[29 empty] | 0 | 0 | 0 | 0
[29 empty] | 0 | 0 | 0 | 0
[29 empty] | 0 | 0 | 0 | 0
[29 empty] | 0 | 0 | 0 | 0
[29 empty] | 0 | 0 | 0 | 0
[29 empty] | 0 | 0 | 0 | 0
[29 empty] | 0 | 0 | 0 | 0
[29 empty] | 0 | 0 | 0 | 0
[29 empty] | 0 | 0 | 0 | 0
[29 empty] | 0 | 0 | 0 | 0
[29 empty] | 0 | 0 | 0 | 0
[29 empty] | 0 | 0 | 0 | 0
[29 empty] | 0 | 0 | 0 | 0
[29 empty] | 0 | 0 | 0 | 0
[29 empty] | 0 | 0 | 0 | 0
[29 empty] | 0 | 0 | 0 | 0
[29 empty] | 0 | 0 | 0 | 0
[29 empty] | 0 | 0 | 0 | 0
[29 empty] | 0 | 0 | 0 | 0
[29 empty] | 0 | 0 | 0 | 0
[29 empty] | 0 | 0 | 0 | 0
[29 empty] | 0 | 0 | 0 | 0
[29 empty] | 0 | 0 | 0 | 0
[29 empty] | 0 | 0 | 0 | 0
[29 empty] | 0 | 0 | 0 | 0
[29 empty] | 0 | 0 | 0 | 0
[29 empty] | 0 | 0 | 0 | 0
[29 empty] | 0 | 0 | 0 | 0
[29 empty] | 0 | 0 | 0 | 0
[29 empty] | 0 | 0 | 0 | 0
[29 empty] | 0 | 0 | 0 | 0
[29 empty] | 0 | 0 | 0 | 0
[29 empty] | 0 | 0 | 0 | 0
[29 empty] | 0 | 0 | 0 | 0
[29 empty] | 0 | 0 | 0 | 0
[29 empty] | 0 | 0 | 0 | 0
[29 empty] | 0 | 0 | 0 | 0
[29 empty] | 0 | 0 | 0 | 0
[29 empty] | 0 | 0 | 0 | 0
[29 empty] | 0 | 0 | 0 | 0
[29 empty] | 0 | 0 | 0 | 0
[29 empty] | 0 | 0 | 0 | 0
[29 empty] | 0 | 0 | 0 | 0
[29 empty] | 0 | 0 | 0 | 0
[29 empty] | 0 | 0 | 0 | 0
[29 empty] | 0 | 0 | 0 | 0
[29 empty] | 0 | 0 | 0 | 0
[29 empty] | 0 | 0 | 0 | 0
[29 empty] | 0 | 0 | 0 | 0
[29 empty] | 0 | 0 | 0 | 0
[29 empty] | 0 | 0 | 0 | 0
[29 empty] | 0 | 0 | 0 | 0
[29 empty] | 0 | 0 | 0 | 0
[29 empty] | 0 | 0 | 0 | 0
[29 empty] | 0 | 0 | 0 | 0
[29 empty] | 0 | 0 | 0 | 0
[29 empty] | 0 | 0 | 0 | 0
[29 empty] | 0 | 0 | 0 | 0
[29 empty] | 0 | 0 | 0 | 0
[29 empty] | 0 | 0 | 0 | 0
[29 empty] | 0 | 0 | 0 | 0
[29 empty] | 0 | 0 | 0 | 0
[29 empty] | 0 | 0 | 0 | 0
[29 empty] | 0 | 0 | 0 | 0
[29 empty] | 0 | 0 | 0 | 0
[29 empty] | 0 | 0 | 0 | 0
[29 empty] | 0 | 0 | 0 | 0
[29 empty] | 0 | 0 | 0 | 0
[29 empty] | 0 | 0 | 0 | 0
[29 empty] | 0 | 0 | 0 | 0
[29 empty] | 0 | 0 | 0 | 0
[29 empty] | 0 | 0 | 0 | 0
[29 empty] | 0 | 0 | 0 | 0
[29 empty] | 0 | 0 | 0 | 0
[29 empty] | 0 | 0 | 0 | 0
[29 empty] | 0 | 0 | 0 | 0
[29 empty] | 0 | 0 | 0 | 0
[29 empty] | 0 | 0 | 0 | 0
[29 empty] | 0 | 0 | 0 | 0
[29 empty] | 0 | 0 | 0 | 0
[29 empty] | 0 | 0 | 0 | 0
[29 empty] | 0 | 0 | 0 | 0
[29 empty] | 0 | 0 | 0 | 0
[29 empty] | 0 | 0 | 0 | 0
[29 empty] | 0 | 0 | 0 | 0
[29 empty] | 0 | 0 | 0 | 0
[29 empty] | 0 | 0 | 0 | 0
[29 empty] | 0 | 0 | 0 | 0
[29 empty] | 0 | 0 | 0 | 0
[29 empty] | 0 | 0 | 0 | 0
[29 empty] | 0 | 0 | 0 | 0
[29 empty] | 0 | 0 | 0 | 0
[29 empty] | 0 | 0 | 0 | 0
[29 empty] | 0 | 0 | 0 | 0
[29 empty] | 0 | 0 | 0 | 0
[29 empty] | 0 | 0 | 0 | 0
[29 empty] | 0 | 0 | 0 | 0
[29 empty] | 0 | 0 | 0 | 0
[29 empty] | 0 | 0 | 0 | 0
[29 empty] | 0 | 0 | 0 | 0
[29 empty] | 0 | 0 | 0 | 0
[29 empty] | 0 | 0 | 0 | 0
[29 empty] | 0 | 0 | 0 | 0
[29 empty] | 0 | 0 | 0 | 0
[29 empty] | 0 | 0 | 0 | 0
[29 empty] | 0 | 0 | 0 | 0
[29 empty] | 0 | 0 | 0 | 0
[29 empty] | 0 | 0 | 0 | 0
[29 empty] | 0 | 0 | 0 | 0
[29 empty] | 0 | 0 | 0 | 0
[29 empty] | 0 | 0 | 0 | 0
[29 empty] | 0 | 0 | 0 | 0
[29 empty] | 0 | 0 | 0 | 0
[29 empty] | 0 | 0 | 0 | 0
[29 empty] | 0 | 0 | 0 | 0
[29 empty] | 0 | 0 | 0 | 0
[29 empty] | 0 | 0 | 0 | 0
[29 empty] | 0 | 0 | 0 | 0
[29 empty] | 0 | 0 | 0 | 0
[29 empty] | 0 | 0 | 0 | 0
[29 empty] | 0 | 0 | 0 | 0
[29 empty] | 0 | 0 | 0 | 0
[29 empty] | 0 | 0 | 0 | 0
[29 empty] | 0 | 0 | 0 | 0
[29 empty] | 0 | 0 | 0 | 0
[29 empty] | 0 | 0 | 0 | 0
[29 empty] | 0 | 0 | 0 | 0
[29 empty] | 0 | 0 | 0 | 0
[29 empty] | 0 | 0 | 0 | 0
[29 empty] | 0 | 0 | 0 | 0
[29 empty] | 0 | 0 | 0 | 0
[29 empty] | 0 | 0 | 0 | 0
[29 empty] | 0 | 0 | 0 | 0
[29 empty] | 0 | 0 | 0 | 0
[29 empty] | 0 | 0 | 0 | 0
[29 empty] | 0 | 0 | 0 | 0
[29 empty] | 0 | 0 | 0 | 0
[29 empty] | 0 | 0 | 0 | 0
[29 empty] | 0 | 0 | 0 | 0
[29 empty] | 0 | 0 | 0 | 0
[29 empty] | 0 | 0 | 0 | 0
[29 empty] | 0 | 0 | 0 | 0
[29 empty] | 0 | 0 | 0 | 0
[29 empty] | 0 | 0 | 0 | 0
[29 empty] | 0 | 0 | 0 | 0
[29 empty] | 0 | 0 | 0 | 0
[29 empty] | 0 | 0 | 0 | 0
[29 empty] | 0 | 0 | 0 | 0
[29 empty] | 0 | 0 | 0 | 0
[29 empty] | 0 | 0 | 0 | 0
[29 empty] | 0 | 0 | 0 | 0
[29 empty] | 0 | 0 | 0 | 0
[29 empty] | 0 | 0 | 0 | 0
[29 empty] | 0 | 0 | 0 | 0
[29 empty] | 0 | 0 | 0 | 0
[29 empty] | 0 | 0 | 0 | 0
[29 empty] | 0 | 0 | 0 | 0
[29 empty] | 0 | 0 | 0 | 0
[29 empty] | 0 | 0 | 0 | 0
[29 empty] | 0 | 0 | 0 | 0
[29 empty] | 0 | 0 | 0 | 0
[29 empty] | 0 | 0 | 0 | 0
[29 empty] | 0 | 0 | 0 | 0
[29 empty] | 0 | 0 | 0 | 0
[29 empty] | 0 | 0 | 0 | 0
[29 empty] | 0 | 0 | 0 | 0
[29 empty] | 0 | 0 | 0 | 0
[29 empty] | 0 | 0 | 0 | 0
[29 empty] | 0 | 0 | 0 | 0
[29 empty] | 0 | 0 | 0 | 0
[29 empty] | 0 | 0 | 0 | 0
[29 empty] | 0 | 0 | 0 | 0
[29 empty] | 0 | 0 | 0 | 0
[29 empty] | 0 | 0 | 0 | 0
[29 empty] | 0 | 0 | 0 | 0
[29 empty] | 0 | 0 | 0 | 0
[29 empty] | 0 | 0 | 0 | 0
[29 empty] | 0 | 0 | 0 | 0
[29 empty] | 0 | 0 | 0 | 0
[29 empty] | 0 | 0 | 0 | 0
[29 empty] | 0 | 0 | 0 | 0
[29 empty] | 0 | 0 | 0 | 0
[29 empty] | 0 | 0 | 0 | 0
[29 empty] | 0 | 0 | 0 | 0
[29 empty] | 0 | 0 | 0 | 0
[29 empty] | 0 | 0 | 0 | 0
[29 empty] | 0 | 0 | 0 | 0
[29 empty] | 0 | 0 | 0 | 0
[29 empty] | 0 | 0 | 0 | 0
[29 empty] | 0 | 0 | 0 | 0
[29 empty] | 0 | 0 | 0 | 0
[29 empty] | 0 | 0 | 0 | 0
[29 empty] | 0 | 0 | 0 | 0
[29 empty] | 0 | 0 | 0 | 0
[29 empty] | 0 | 0 | 0 | 0
[29 empty] | 0 | 0 | 0 | 0
[29 empty] | 0 | 0 | 0 | 0
[29 empty] | 0 | 0 | 0 | 0
[29 empty] | 0 | 0 | 0 | 0
[29 empty] | 0 | 0 | 0 | 0
[29 empty] | 0 | 0 | 0 | 0
[29 empty] | 0 | 0 | 0 | 0
[29 empty] | 0 | 0 | 0 | 0
[29 empty] | 0 | 0 | 0 | 0
[29 empty] | 0 | 0 | 0 | 0
[29 empty] | 0 | 0 | 0 | 0
[29 empty] | 0 | 0 | 0 | 0
[29 empty] | 0 | 0 | 0 | 0
[29 empty] | 0 | 0 | 0 | 0
[29 empty] | 0 | 0 | 0 | 0
[29 empty] | 0 | 0 | 0 | 0
[29 empty] | 0 | 0 | 0 | 0
[29 empty] | 0 | 0 | 0 | 0
[29 empty] | 0 | 0 | 0 | 0
[29 empty] | 0 | 0 | 0 | 0
[29 empty] | 0 | 0 | 0 | 0
[29 empty] | 0 | 0 | 0 | 0
[29 empty] | 0 | 0 | 0 | 0
[29 empty] | 0 | 0 | 0 | 0
[29 empty] | 0 | 0 | 0 | 0
[29 empty] | 0 | 0 | 0 | 0
[29 empty] | 0 | 0 | 0 | 0
[29 empty] | 0 | 0 | 0 | 0
[29 empty] | 0 | 0 | 0 | 0
[29 empty] | 0 | 0 | 0 | 0
[29 empty] | 0 | 0 | 0 | 0
[29 empty] | 0 | 0 | 0 | 0
[29 empty] | 0 | 0 | 0 | 0
[29 empty] | 0 | 0 | 0 | 0
[29 empty] | 0 | 0 | 0 | 0
[29 empty] | 0 | 0 | 0 | 0
[29 empty] | 0 | 0 | 0 | 0
[29 empty] | 0 | 0 | 0 | 0
[29 empty] | 0 | 0 | 0 | 0
[29 empty] | 0 | 0 | 0 | 0
[29 empty] | 0 | 0 | 0 | 0
[29 empty] | 0 | 0 | 0 | 0
[29 empty] | 0 | 0 | 0 | 0
[29 empty] | 0 | 0 | 0 | 0
[29 empty] | 0 | 0 | 0 | 0
[29 empty] | 0 | 0 | 0 | 0
[29 empty] | 0 | 0 | 0 | 0
[29 empty] | 0 | 0 | 0 | 0
[29 empty] | 0 | 0 | 0 | 0
[29 empty] | 0 | 0 | 0 | 0
[29 empty] | 0 | 0 | 0 | 0
[29 empty] | 0 | 0 | 0 | 0
[29 empty] | 0 | 0 | 0 | 0
[29 empty] | 0 | 0 | 0 | 0
[29 empty] | 0 | 0 | 0 | 0
[29 empty] | 0 | 0 | 0 | 0
[29 empty] | 0 | 0 | 0 | 0
[29 empty] | 0 | 0 | 0 | 0
[29 empty] | 0 | 0 | 0 | 0
[29 empty] | 0 | 0 | 0 | 0
[29 empty] | 0 | 0 | 0 | 0
[29 empty] | 0 | 0 | 0 | 0
[29 empty] | 0 | 0 | 0 | 0
[29 empty] | 0 | 0 | 0 | 0
[29 empty] | 0 | 0 | 0 | 0
[29 empty] | 0 | 0 | 0 | 0
[29 empty] | 0 | 0 | 0 | 0
[29 empty] | 0 | 0 | 0 | 0
[29 empty] | 0 | 0 | 0 | 0
[29 empty] | 0 | 0 | 0 | 0
[29 empty] | 0 | 0 | 0 | 0
[29 empty] | 0 | 0 | 0 | 0
[29 empty] | 0 | 0 | 0 | 0
[29 empty] | 0 | 0 | 0 | 0
[29 empty] | 0 | 0 | 0 | 0
[29 empty] | 0 | 0 | 0 | 0
[29 empty] | 0 | 0 | 0 | 0
[29 empty] | 0 | 0 | 0 | 0
[29 empty] | 0 | 0 | 0 | 0
[29 empty] | 0 | 0 | 0 | 0
[29 empty] | 0 | 0 | 0 | 0
[29 empty] | 0 | 0 | 0 | 0
[29 empty] | 0 | 0 | 0 | 0
[29 empty] | 0 | 0 | 0 | 0
[29 empty] | 0 | 0 | 0 | 0
[29 empty] | 0 | 0 | 0 | 0
[29 empty] | 0 | 0 | 0 | 0
[29 empty] | 0 | 0 | 0 | 0
[29 empty] | 0 | 0 | 0 | 0
[29 empty] | 0 | 0 | 0 | 0
[29 empty] | 0 | 0 | 0 | 0
[29 empty] | 0 | 0 | 0 | 0
[29 empty] | 0 | 0 | 0 | 0
[29 empty] | 0 | 0 | 0 | 0
[29 empty] | 0 | 0 | 0 | 0
[29 empty] | 0 | 0 | 0 | 0
[29 empty] | 0 | 0 | 0 | 0
[29 empty] | 0 | 0 | 0 | 0
[29 empty] | 0 | 0 | 0 | 0
[29 empty] | 0 | 0 | 0 | 0
[29 empty] | 0 | 0 | 0 | 0
[29 empty] | 0 | 0 | 0 | 0
[29 empty] | 0 | 0 | 0 | 0
[29 empty] | 0 | 0 | 0 | 0
[29 empty] | 0 | 0 | 0 | 0
[29 empty] | 0 | 0 | 0 | 0
[29 empty] | 0 | 0 | 0 | 0
[29 empty] | 0 | 0 | 0 | 0
[29 empty] | 0 | 0 | 0 | 0
[29 empty] | 0 | 0 | 0 | 0
[29 empty] | 0 | 0 | 0 | 0
[29 empty] | 0 | 0 | 0 | 0
[29 empty] | 0 | 0 | 0 | 0
[29 empty] | 0 | 0 | 0 | 0
[29 empty] | 0 | 0 | 0 | 0
[29 empty] | 0 | 0 | 0 | 0
[29 empty] | 0 | 0 | 0 | 0
[29 empty] | 0 | 0 | 0 | 0
[29 empty] | 0 | 0 | 0 | 0
[29 empty] | 0 | 0 | 0 | 0
[29 empty] | 0 | 0 | 0 | 0
[29 empty] | 0 | 0 | 0 | 0
[29 empty] | 0 | 0 | 0 | 0
[29 empty] | 0 | 0 | 0 | 0
[29 empty] | 0 | 0 | 0 | 0
[29 empty] | 0 | 0 | 0 | 0
[29 empty] | 0 | 0 | 0 | 0
[29 empty] | 0 | 0 | 0 | 0
[29 empty] | 0 | 0 | 0 | 0
[29 empty] | 0 | 0 | 0 | 0
[29 empty] | 0 | 0 | 0 | 0
[29 empty] | 0 | 0 | 0 | 0
[29 empty] | 0 | 0 | 0 | 0
[29 empty] | 0 | 0 | 0 | 0
[29 empty] | 0 | 0 | 0 | 0
[29 empty] | 0 | 0 | 0 | 0
[29 empty] | 0 | 0 | 0 | 0
[29 empty] | 0 | 0 | 0 | 0
[29 empty] | 0 | 0 | 0 | 0
[29 empty] | 0 | 0 | 0 | 0
[29 empty] | 0 | 0 | 0 | 0
[29 empty] | 0 | 0 | 0 | 0
[29 empty] | 0 | 0 | 0 | 0
[29 empty] | 0 | 0 | 0 | 0
[29 empty] | 0 | 0 | 0 | 0
[29 empty] | 0 | 0 | 0 | 0
[29 empty] | 0 | 0 | 0 | 0
[29 empty] | 0 | 0 | 0 | 0
[29 empty] | 0 | 0 | 0 | 0
[29 empty] | 0 | 0 | 0 | 0
[29 empty] | 0 | 0 | 0 | 0
[29 empty] | 0 | 0 | 0 | 0
[29 empty] | 0 | 0 | 0 | 0
[29 empty] | 0 | 0 | 0 | 0
[29 empty] | 0 | 0 | 0 | 0
[29 empty] | 0 | 0 | 0 | 0
[29 empty] | 0 | 0 | 0 | 0
[29 empty] | 0 | 0 | 0 | 0
[29 empty] | 0 | 0 | 0 | 0
[29 empty] | 0 | 0 | 0 | 0
[29 empty] | 0 | 0 | 0 | 0
[29 empty] | 0 | 0 | 0 | 0
[29 empty] | 0 | 0 | 0 | 0
[29 empty] | 0 | 0 | 0 | 0
[29 empty] | 0 | 0 | 0 | 0
[29 empty] | 0 | 0 | 0 | 0
[29 empty] | 0 | 0 | 0 | 0
[29 empty] | 0 | 0 | 0 | 0
[29 empty] | 0 | 0 | 0 | 0
[29 empty] | 0 | 0 | 0 | 0
[29 empty] | 0 | 0 | 0 | 0
[29 empty] | 0 | 0 | 0 | 0
[29 empty] | 0 | 0 | 0 | 0
[29 empty] | 0 | 0 | 0 | 0
[29 empty] | 0 | 0 | 0 | 0
[29 empty] | 0 | 0 | 0 | 0
[29 empty] | 0 | 0 | 0 | 0
[29 empty] | 0 | 0 | 0 | 0
[29 empty] | 0 | 0 | 0 | 0
[29 empty] | 0 | 0 | 0 | 0
[29 empty] | 0 | 0 | 0 | 0
[29 empty] | 0 | 0 | 0 | 0
[29 empty] | 0 | 0 | 0 | 0
[29 empty] | 0 | 0 | 0 | 0
[29 empty] | 0 | 0 | 0 | 0
[29 empty] | 0 | 0 | 0 | 0
[29 empty] | 0 | 0 | 0 | 0
[29 empty] | 0 | 0 | 0 | 0
[29 empty] | 0 | 0 | 0 | 0
[29 empty] | 0 | 0 | 0 | 0
[29 empty] | 0 | 0 | 0 | 0
[29 empty] | 0 | 0 | 0 | 0
[29 empty] | 0 | 0 | 0 | 0
[29 empty] | 0 | 0 | 0 | 0
[29 empty] | 0 | 0 | 0 | 0
[29 empty] | 0 | 0 | 0 | 0
[29 empty] | 0 | 0 | 0 | 0
[29 empty] | 0 | 0 | 0 | 0
[29 empty] | 0 | 0 | 0 | 0
[29 empty] | 0 | 0 | 0 | 0
[29 empty] | 0 | 0 | 0 | 0
[29 empty] | 0 | 0 | 0 | 0
[29 empty] | 0 | 0 | 0 | 0
[29 empty] | 0 | 0 | 0 | 0
[29 empty] | 0 | 0 | 0 | 0
[29 empty] | 0 | 0 | 0 | 0
[29 empty] | 0 | 0 | 0 | 0
[29 empty] | 0 | 0 | 0 | 0
[29 empty] | 0 | 0 | 0 | 0
[29 empty] | 0 | 0 | 0 | 0
[29 empty] | 0 | 0 | 0 | 0
[29 empty] | 0 | 0 | 0 | 0
[29 empty] | 0 | 0 | 0 | 0
[29 empty] | 0 | 0 | 0 | 0
[29 empty] | 0 | 0 | 0 | 0
[29 empty] | 0 | 0 | 0 | 0
[29 empty] | 0 | 0 | 0 | 0
[29 empty] | 0 | 0 | 0 | 0
[29 empty] | 0 | 0 | 0 | 0
[29 empty] | 0 | 0 | 0 | 0
[29 empty] | 0 | 0 | 0 | 0
[29 empty] | 0 | 0 | 0 | 0
[29 empty] | 0 | 0 | 0 | 0
[29 empty] | 0 | 0 | 0 | 0
[29 empty] | 0 | 0 | 0 | 0
[29 empty] | 0 | 0 | 0 | 0
[29 empty] | 0 | 0 | 0 | 0
[29 empty] | 0 | 0 | 0 | 0
[29 empty] | 0 | 0 | 0 | 0
[29 empty] | 0 | 0 | 0 | 0
[29 empty] | 0 | 0 | 0 | 0
[29 empty] | 0 | 0 | 0 | 0
[29 empty] | 0 | 0 | 0 | 0
[29 empty] | 0 | 0 | 0 | 0
[29 empty] | 0 | 0 | 0 | 0
[29 empty] | 0 | 0 | 0 | 0
[29 empty] | 0 | 0 | 0 | 0
[29 empty] | 0 | 0 | 0 | 0
[29 empty] | 0 | 0 | 0 | 0
[29 empty] | 0 | 0 | 0 | 0
[29 empty] | 0 | 0 | 0 | 0
[29 empty] | 0 | 0 | 0 | 0
[29 empty] | 0 | 0 | 0 | 0
[29 empty] | 0 | 0 | 0 | 0
[29 empty] | 0 | 0 | 0 | 0
[29 empty] | 0 | 0 | 0 | 0
[29 empty] | 0 | 0 | 0 | 0
[29 empty] | 0 | 0 | 0 | 0
[29 empty] | 0 | 0 | 0 | 0
[29 empty] | 0 | 0 | 0 | 0
[29 empty] | 0 | 0 | 0 | 0
[29 empty] | 0 | 0 | 0 | 0
[29 empty] | 0 | 0 | 0 | 0
[29 empty] | 0 | 0 | 0 | 0
[29 empty] | 0 | 0 | 0 | 0
[29 empty] | 0 | 0 | 0 | 0
[29 empty] | 0 | 0 | 0 | 0
[29 empty] | 0 | 0 | 0 | 0
[29 empty] | 0 | 0 | 0 | 0
[29 empty] | 0 | 0 | 0 | 0
[29 empty] | 0 | 0 | 0 | 0
[29 empty] | 0 | 0 | 0 | 0
[29 empty] | 0 | 0 | 0 | 0
[29 empty] | 0 | 0 | 0 | 0
[29 empty] | 0 | 0 | 0 | 0
[29 empty] | 0 | 0 | 0 | 0
[29 empty] | 0 | 0 | 0 | 0
[29 empty] | 0 | 0 | 0 | 0
[29 empty] | 0 | 0 | 0 | 0
[29 empty] | 0 | 0 | 0 | 0
[29 empty] | 0 | 0 | 0 | 0
[29 empty] | 0 | 0 | 0 | 0
[29 empty] | 0 | 0 | 0 | 0
[29 empty] | 0 | 0 | 0 | 0
[29 empty] | 0 | 0 | 0 | 0
[29 empty] | 0 | 0 | 0 | 0
[29 empty] | 0 | 0 | 0 | 0
[29 empty] | 0 | 0 | 0 | 0
[29 empty] | 0 | 0 | 0 | 0
[29 empty] | 0 | 0 | 0 | 0
[29 empty] | 0 | 0 | 0 | 0
[29 empty] | 0 | 0 | 0 | 0
[29 empty] | 0 | 0 | 0 | 0
[29 empty] | 0 | 0 | 0 | 0
[29 empty] | 0 | 0 | 0 | 0
[29 empty] | 0 | 0 | 0 | 0
[29 empty] | 0 | 0 | 0 | 0
[29 empty] | 0 | 0 | 0 | 0
[29 empty] | 0 | 0 | 0 | 0
[29 empty] | 0 | 0 | 0 | 0
[29 empty] | 0 | 0 | 0 | 0
[29 empty] | 0 | 0 | 0 | 0
[29 empty] | 0 | 0 | 0 | 0
[29 empty] | 0 | 0 | 0 | 0
[29 empty] | 0 | 0 | 0 | 0
[29 empty] | 0 | 0 | 0 | 0
[29 empty] | 0 | 0 | 0 | 0
[29 empty] | 0 | 0 | 0 | 0
[29 empty] | 0 | 0 | 0 | 0
[29 empty] | 0 | 0 | 0 | 0
[29 empty] | 0 | 0 | 0 | 0
[29 empty] | 0 | 0 | 0 | 0
[29 empty] | 0 | 0 | 0 | 0
[29 empty] | 0 | 0 | 0 | 0
[29 empty] | 0 | 0 | 0 | 0
[29 empty] | 0 | 0 | 0 | 0
[29 empty] | 0 | 0 | 0 | 0
[29 empty] | 0 | 0 | 0 | 0
[29 empty] | 0 | 0 | 0 | 0
[29 empty] | 0 | 0 | 0 | 0
[29 empty] | 0 | 0 | 0 | 0
[29 empty] | 0 | 0 | 0 | 0
[29 empty] | 0 | 0 | 0 | 0
[29 empty] | 0 | 0 | 0 | 0
[29 empty] | 0 | 0 | 0 | 0
[29 empty] | 0 | 0 | 0 | 0
[29 empty] | 0 | 0 | 0 | 0
[29 empty] | 0 | 0 | 0 | 0
[29 empty] | 0 | 0 | 0 | 0
[29 empty] | 0 | 0 | 0 | 0
[29 empty] | 0 | 0 | 0 | 0
[29 empty] | 0 | 0 | 0 | 0
[29 empty] | 0 | 0 | 0 | 0
[29 empty] | 0 | 0 | 0 | 0
[29 empty] | 0 | 0 | 0 | 0
[29 empty] | 0 | 0 | 0 | 0
[29 empty] | 0 | 0 | 0 | 0
[29 empty] | 0 | 0 | 0 | 0
[29 empty] | 0 | 0 | 0 | 0
[29 empty] | 0 | 0 | 0 | 0
[29 empty] | 0 | 0 | 0 | 0
[29 empty] | 0 | 0 | 0 | 0
[29 empty] | 0 | 0 | 0 | 0
[29 empty] | 0 | 0 | 0 | 0
[29 empty] | 0 | 0 | 0 | 0
[29 empty] | 0 | 0 | 0 | 0
[29 empty] | 0 | 0 | 0 | 0
[29 empty] | 0 | 0 | 0 | 0
[29 empty] | 0 | 0 | 0 | 0
[29 empty] | 0 | 0 | 0 | 0
[29 empty] | 0 | 0 | 0 | 0
[29 empty] | 0 | 0 | 0 | 0
[29 empty] | 0 | 0 | 0 | 0
[29 empty] | 0 | 0 | 0 | 0
[29 empty] | 0 | 0 | 0 | 0
[29 empty] | 0 | 0 | 0 | 0
[29 empty] | 0 | 0 | 0 | 0
[29 empty] | 0 | 0 | 0 | 0
[29 empty] | 0 | 0 | 0 | 0
[29 empty] | 0 | 0 | 0 | 0
[29 empty] | 0 | 0 | 0 | 0
[29 empty] | 0 | 0 | 0 | 0
[29 empty] | 0 | 0 | 0 | 0
[29 empty] | 0 | 0 | 0 | 0
[29 empty] | 0 | 0 | 0 | 0
[29 empty] | 0 | 0 | 0 | 0
[29 empty] | 0 | 0 | 0 | 0
[29 empty] | 0 | 0 | 0 | 0
[29 empty] | 0 | 0 | 0 | 0
[29 empty] | 0 | 0 | 0 | 0
[29 empty] | 0 | 0 | 0 | 0
[29 empty] | 0 | 0 | 0 | 0
[29 empty] | 0 | 0 | 0 | 0
[29 empty] | 0 | 0 | 0 | 0
[29 empty] | 0 | 0 | 0 | 0
[29 empty] | 0 | 0 | 0 | 0
[29 empty] | 0 | 0 | 0 | 0
[29 empty] | 0 | 0 | 0 | 0
[29 empty] | 0 | 0 | 0 | 0
[29 empty] | 0 | 0 | 0 | 0
[29 empty] | 0 | 0 | 0 | 0
[29 empty] | 0 | 0 | 0 | 0
[29 empty] | 0 | 0 | 0 | 0
[29 empty] | 0 | 0 | 0 | 0
[29 empty] | 0 | 0 | 0 | 0
[29 empty] | 0 | 0 | 0 | 0
[29 empty] | 0 | 0 | 0 | 0
[29 empty] | 0 | 0 | 0 | 0
[29 empty] | 0 | 0 | 0 | 0
[29 empty] | 0 | 0 | 0 | 0
[29 empty] | 0 | 0 | 0 | 0
[29 empty] | 0 | 0 | 0 | 0
[29 empty] | 0 | 0 | 0 | 0
[29 empty] | 0 | 0 | 0 | 0
[29 empty] | 0 | 0 | 0 | 0
[29 empty] | 0 | 0 | 0 | 0
[29 empty] | 0 | 0 | 0 | 0
[29 empty] | 0 | 0 | 0 | 0
[29 empty] | 0 | 0 | 0 | 0
[29 empty] | 0 | 0 | 0 | 0
[29 empty] | 0 | 0 | 0 | 0
[29 empty] | 0 | 0 | 0 | 0
[29 empty] | 0 | 0 | 0 | 0
[29 empty] | 0 | 0 | 0 | 0
[29 empty] | 0 | 0 | 0 | 0
[29 empty] | 0 | 0 | 0 | 0
[29 empty] | 0 | 0 | 0 | 0
[29 empty] | 0 | 0 | 0 | 0
[29 empty] | 0 | 0 | 0 | 0
[29 empty] | 0 | 0 | 0 | 0
[29 empty] | 0 | 0 | 0 | 0
[29 empty] | 0 | 0 | 0 | 0
[29 empty] | 0 | 0 | 0 | 0
[29 empty] | 0 | 0 | 0 | 0
[29 empty] | 0 | 0 | 0 | 0
[29 empty] | 0 | 0 | 0 | 0
[29 empty] | 0 | 0 | 0 | 0
[29 empty] | 0 | 0 | 0 | 0
[29 empty] | 0 | 0 | 0 | 0
[29 empty] | 0 | 0 | 0 | 0
[29 empty] | 0 | 0 | 0 | 0
[29 empty] | 0 | 0 | 0 | 0
[29 empty] | 0 | 0 | 0 | 0
[29 empty] | 0 | 0 | 0 | 0
[29 empty] | 0 | 0 | 0 | 0
[29 empty] | 0 | 0 | 0 | 0
[29 empty] | 0 | 0 | 0 | 0
[29 empty] | 0 | 0 | 0 | 0
[29 empty] | 0 | 0 | 0 | 0
[29 empty] | 0 | 0 | 0 | 0
[29 empty] | 0 | 0 | 0 | 0
[29 empty] | 0 | 0 | 0 | 0
[29 empty] | 0 | 0 | 0 | 0
[29 empty] | 0 | 0 | 0 | 0
[29 empty] | 0 | 0 | 0 | 0
[29 empty] | 0 | 0 | 0 | 0
[29 empty] | 0 | 0 | 0 | 0
[29 empty] | 0 | 0 | 0 | 0
[29 empty] | 0 | 0 | 0 | 0
[29 empty] | 0 | 0 | 0 | 0
[29 empty] | 0 | 0 | 0 | 0
[29 empty] | 0 | 0 | 0 | 0
[29 empty] | 0 | 0 | 0 | 0
[29 empty] | 0 | 0 | 0 | 0
[29 empty] | 0 | 0 | 0 | 0
[29 empty] | 0 | 0 | 0 | 0
[29 empty] | 0 | 0 | 0 | 0
[29 empty] | 0 | 0 | 0 | 0
[29 empty] | 0 | 0 | 0 | 0
[29 empty] | 0 | 0 | 0 | 0
[29 empty] | 0 | 0 | 0 | 0
[29 empty] | 0 | 0 | 0 | 0
[29 empty] | 0 | 0 | 0 | 0
[29 empty] | 0 | 0 | 0 | 0
[29 empty] | 0 | 0 | 0 | 0
[29 empty] | 0 | 0 | 0 | 0
[29 empty] | 0 | 0 | 0 | 0
[29 empty] | 0 | 0 | 0 | 0
[29 empty] | 0 | 0 | 0 | 0
[29 empty] | 0 | 0 | 0 | 0
[29 empty] | 0 | 0 | 0 | 0
[29 empty] | 0 | 0 | 0 | 0
[29 empty] | 0 | 0 | 0 | 0
[29 empty] | 0 | 0 | 0 | 0
[29 empty] | 0 | 0 | 0 | 0
[29 empty] | 0 | 0 | 0 | 0
[29 empty] | 0 | 0 | 0 | 0
[29 empty] | 0 | 0 | 0 | 0
[29 empty] | 0 | 0 | 0 | 0
[29 empty] | 0 | 0 | 0 | 0
[29 empty] | 0 | 0 | 0 | 0
[29 empty] | 0 | 0 | 0 | 0
[29 empty] | 0 | 0 | 0 | 0
[29 empty] | 0 | 0 | 0 | 0
[29 empty] | 0 | 0 | 0 | 0
[29 empty] | 0 | 0 | 0 | 0
[29 empty] | 0 | 0 | 0 | 0
[29 empty] | 0 | 0 | 0 | 0
[29 empty] | 0 | 0 | 0 | 0
[29 empty] | 0 | 0 | 0 | 0
[29 empty] | 0 | 0 | 0 | 0
[29 empty] | 0 | 0 | 0 | 0
[29 empty] | 0 | 0 | 0 | 0
[29 empty] | 0 | 0 | 0 | 0
[29 empty] | 0 | 0 | 0 | 0
[29 empty] | 0 | 0 | 0 | 0
[29 empty] | 0 | 0 | 0 | 0
[29 empty] | 0 | 0 | 0 | 0
[29 empty] | 0 | 0 | 0 | 0
[29 empty] | 0 | 0 | 0 | 0
[29 empty] | 0 | 0 | 0 | 0
[29 empty] | 0 | 0 | 0 | 0
[29 empty] | 0 | 0 | 0 | 0
[29 empty] | 0 | 0 | 0 | 0
[29 empty] | 0 | 0 | 0 | 0
[29 empty] | 0 | 0 | 0 | 0
[29 empty] | 0 | 0 | 0 | 0
[29 empty] | 0 | 0 | 0 | 0
[29 empty] | 0 | 0 | 0 | 0
[29 empty] | 0 | 0 | 0 | 0
[29 empty] | 0 | 0 | 0 | 0
[29 empty] | 0 | 0 | 0 | 0
[29 empty] | 0 | 0 | 0 | 0
[29 empty] | 0 | 0 | 0 | 0
[29 empty] | 0 | 0 | 0 | 0
[29 empty] | 0 | 0 | 0 | 0
[29 empty] | 0 | 0 | 0 | 0
[29 empty] | 0 | 0 | 0 | 0
[29 empty] | 0 | 0 | 0 | 0
[29 empty] | 0 | 0 | 0 | 0
[29 empty] | 0 | 0 | 0 | 0
[29 empty] | 0 | 0 | 0 | 0
[29 empty] | 0 | 0 | 0 | 0
[29 empty] | 0 | 0 | 0 | 0
[29 empty] | 0 | 0 | 0 | 0
[29 empty] | 0 | 0 | 0 | 0
[29 empty] | 0 | 0 | 0 | 0
[29 empty] | 0 | 0 | 0 | 0
[29 empty] | 0 | 0 | 0 | 0
[29 empty] | 0 | 0 | 0 | 0
[29 empty] | 0 | 0 | 0 | 0
[29 empty] | 0 | 0 | 0 | 0
[29 empty] | 0 | 0 | 0 | 0
[29 empty] | 0 | 0 | 0 | 0
[29 empty] | 0 | 0 | 0 | 0
[29 empty] | 0 | 0 | 0 | 0
[29 empty] | 0 | 0 | 0 | 0
[29 empty] | 0 | 0 | 0 | 0
[29 empty] | 0 | 0 | 0 | 0
[29 empty] | 0 | 0 | 0 | 0
[29 empty] | 0 | 0 | 0 | 0
[29 empty] | 0 | 0 | 0 | 0
[29 empty] | 0 | 0 | 0 | 0
[29 empty] | 0 | 0 | 0 | 0
[29 empty] | 0 | 0 | 0 | 0
[29 empty] | 0 | 0 | 0 | 0
[29 empty] | 0 | 0 | 0 | 0
[29 empty] | 0 | 0 | 0 | 0
[29 empty] | 0 | 0 | 0 | 0
[29 empty] | 0 | 0 | 0 | 0
[29 empty] | 0 | 0 | 0 | 0
[29 empty] | 0 | 0 | 0 | 0
[29 empty] | 0 | 0 | 0 | 0
[29 empty] | 0 | 0 | 0 | 0
[29 empty] | 0 | 0 | 0 | 0
[29 empty] | 0 | 0 | 0 | 0
[29 empty] | 0 | 0 | 0 | 0
[29 empty] | 0 | 0 | 0 | 0
[29 empty] | 0 | 0 | 0 | 0
[29 empty] | 0 | 0 | 0 | 0
[29 empty] | 0 | 0 | 0 | 0
[29 empty] | 0 | 0 | 0 | 0
[29 empty] | 0 | 0 | 0 | 0
[29 empty] | 0 | 0 | 0 | 0
[29 empty] | 0 | 0 | 0 | 0
[29 empty] | 0 | 0 | 0 | 0
[29 empty] | 0 | 0 | 0 | 0
[29 empty] | 0 | 0 | 0 | 0
[29 empty] | 0 | 0 | 0 | 0
[29 empty] | 0 | 0 | 0 | 0
[29 empty] | 0 | 0 | 0 | 0
[29 empty] | 0 | 0 | 0 | 0
[29 empty] | 0 | 0 | 0 | 0
[29 empty] | 0 | 0 | 0 | 0
[29 empty] | 0 | 0 | 0 | 0
[29 empty] | 0 | 0 | 0 | 0
[29 empty] | 0 | 0 | 0 | 0
[29 empty] | 0 | 0 | 0 | 0
[29 empty] | 0 | 0 | 0 | 0
[29 empty] | 0 | 0 | 0 | 0
[29 empty] | 0 | 0 | 0 | 0
[29 empty] | 0 | 0 | 0 | 0
[29 empty] | 0 | 0 | 0 | 0
[29 empty] | 0 | 0 | 0 | 0
[29 empty] | 0 | 0 | 0 | 0
[29 empty] | 0 | 0 | 0 | 0
[29 empty] | 0 | 0 | 0 | 0
[29 empty] | 0 | 0 | 0 | 0
[29 empty] | 0 | 0 | 0 | 0
[29 empty] | 0 | 0 | 0 | 0
[29 empty] | 0 | 0 | 0 | 0
[29 empty] | 0 | 0 | 0 | 0
[29 empty] | 0 | 0 | 0 | 0
[29 empty] | 0 | 0 | 0 | 0
[29 empty] | 0 | 0 | 0 | 0
[29 empty] | 0 | 0 | 0 | 0
[29 empty] | 0 | 0 | 0 | 0
[29 empty] | 0 | 0 | 0 | 0
[29 empty] | 0 | 0 | 0 | 0
[29 empty] | 0 | 0 | 0 | 0
[29 empty] | 0 | 0 | 0 | 0
[29 empty] | 0 | 0 | 0 | 0
[29 empty] | 0 | 0 | 0 | 0
[29 empty] | 0 | 0 | 0 | 0
[29 empty] | 0 | 0 | 0 | 0
[29 empty] | 0 | 0 | 0 | 0
[29 empty] | 0 | 0 | 0 | 0
[29 empty] | 0 | 0 | 0 | 0
[29 empty] | 0 | 0 | 0 | 0
[29 empty] | 0 | 0 | 0 | 0
[29 empty] | 0 | 0 | 0 | 0
[29 empty] | 0 | 0 | 0 | 0
[29 empty] | 0 | 0 | 0 | 0
[29 empty] | 0 | 0 | 0 | 0
[29 empty] | 0 | 0 | 0 | 0
[29 empty] | 0 | 0 | 0 | 0
[29 empty] | 0 | 0 | 0 | 0
[29 empty] | 0 | 0 | 0 | 0
[29 empty] | 0 | 0 | 0 | 0
[29 empty] | 0 | 0 | 0 | 0
[29 empty] | 0 | 0 | 0 | 0
[29 empty] | 0 | 0 | 0 | 0
[29 empty] | 0 | 0 | 0 | 0
[29 empty] | 0 | 0 | 0 | 0
[29 empty] | 0 | 0 | 0 | 0
[29 empty] | 0 | 0 | 0 | 0
[29 empty] | 0 | 0 | 0 | 0
[29 empty] | 0 | 0 | 0 | 0
[29 empty] | 0 | 0 | 0 | 0
[29 empty] | 0 | 0 | 0 | 0
[29 empty] | 0 | 0 | 0 | 0
[29 empty] | 0 | 0 | 0 | 0
[29 empty] | 0 | 0 | 0 | 0
[29 empty] | 0 | 0 | 0 | 0
[29 empty] | 0 | 0 | 0 | 0
[29 empty] | 0 | 0 | 0 | 0
[29 empty] | 0 | 0 | 0 | 0
[29 empty] | 0 | 0 | 0 | 0
[29 empty] | 0 | 0 | 0 | 0
[29 empty] | 0 | 0 | 0 | 0
[29 empty] | 0 | 0 | 0 | 0
[29 empty] | 0 | 0 | 0 | 0
[29 empty] | 0 | 0 | 0 | 0
[29 empty] | 0 | 0 | 0 | 0
[29 empty] | 0 | 0 | 0 | 0
[29 empty] | 0 | 0 | 0 | 0
[29 empty] | 0 | 0 | 0 | 0
[29 empty] | 0 | 0 | 0 | 0
[29 empty] | 0 | 0 | 0 | 0
[29 empty] | 0 | 0 | 0 | 0
[29 empty] | 0 | 0 | 0 | 0
[29 empty] | 0 | 0 | 0 | 0
[29 empty] | 0 | 0 | 0 | 0
[29 empty] | 0 | 0 | 0 | 0
[29 empty] | 0 | 0 | 0 | 0
[29 empty] | 0 | 0 | 0 | 0
[29 empty] | 0 | 0 | 0 | 0
[29 empty] | 0 | 0 | 0 | 0
[29 empty] | 0 | 0 | 0 | 0
[29 empty] | 0 | 0 | 0 | 0
[29 empty] | 0 | 0 | 0 | 0
[29 empty] | 0 | 0 | 0 | 0
[29 empty] | 0 | 0 | 0 | 0
[29 empty] | 0 | 0 | 0 | 0
[29 empty] | 0 | 0 | 0 | 0
[29 empty] | 0 | 0 | 0 | 0
[29 empty] | 0 | 0 | 0 | 0
[29 empty] | 0 | 0 | 0 | 0
[29 empty] | 0 | 0 | 0 | 0
[29 empty] | 0 | 0 | 0 | 0
[29 empty] | 0 | 0 | 0 | 0
[29 empty] | 0 | 0 | 0 | 0
[29 empty] | 0 | 0 | 0 | 0
[29 empty] | 0 | 0 | 0 | 0
[29 empty] | 0 | 0 | 0 | 0
[29 empty] | 0 | 0 | 0 | 0
[29 empty] | 0 | 0 | 0 | 0
[29 empty] | 0 | 0 | 0 | 0
[29 empty] | 0 | 0 | 0 | 0
[29 empty] | 0 | 0 | 0 | 0
[29 empty] | 0 | 0 | 0 | 0
[29 empty] | 0 | 0 | 0 | 0
[29 empty] | 0 | 0 | 0 | 0
[29 empty] | 0 | 0 | 0 | 0
[29 empty] | 0 | 0 | 0 | 0
[29 empty] | 0 | 0 | 0 | 0
[29 empty] | 0 | 0 | 0 | 0
[29 empty] | 0 | 0 | 0 | 0
[29 empty] | 0 | 0 | 0 | 0
[29 empty] | 0 | 0 | 0 | 0
[29 empty] | 0 | 0 | 0 | 0
[29 empty] | 0 | 0 | 0 | 0
[29 empty] | 0 | 0 | 0 | 0
[29 empty] | 0 | 0 | 0 | 0
[29 empty] | 0 | 0 | 0 | 0
[29 empty] | 0 | 0 | 0 | 0
[29 empty] | 0 | 0 | 0 | 0
[29 empty] | 0 | 0 | 0 | 0
[29 empty] | 0 | 0 | 0 | 0
[29 empty] | 0 | 0 | 0 | 0
[29 empty] | 0 | 0 | 0 | 0
[29 empty] | 0 | 0 | 0 | 0
[29 empty] | 0 | 0 | 0 | 0
[29 empty] | 0 | 0 | 0 | 0
[29 empty] | 0 | 0 | 0 | 0
[29 empty] | 0 | 0 | 0 | 0
[29 empty] | 0 | 0 | 0 | 0
[29 empty] | 0 | 0 | 0 | 0
[29 empty] | 0 | 0 | 0 | 0
[29 empty] | 0 | 0 | 0 | 0
[29 empty] | 0 | 0 | 0 | 0
[29 empty] | 0 | 0 | 0 | 0
[29 empty] | 0 | 0 | 0 | 0
[29 empty] | 0 | 0 | 0 | 0
[29 empty] | 0 | 0 | 0 | 0
[29 empty] | 0 | 0 | 0 | 0
[29 empty] | 0 | 0 | 0 | 0
[29 empty] | 0 | 0 | 0 | 0
[29 empty] | 0 | 0 | 0 | 0
[29 empty] | 0 | 0 | 0 | 0
[29 empty] | 0 | 0 | 0 | 0
[29 empty] | 0 | 0 | 0 | 0
[29 empty] | 0 | 0 | 0 | 0
[29 empty] | 0 | 0 | 0 | 0
[29 empty] | 0 | 0 | 0 | 0
[29 empty] | 0 | 0 | 0 | 0
[29 empty] | 0 | 0 | 0 | 0
[29 empty] | 0 | 0 | 0 | 0
[29 empty] | 0 | 0 | 0 | 0
[29 empty] | 0 | 0 | 0 | 0
[29 empty] | 0 | 0 | 0 | 0
[29 empty] | 0 | 0 | 0 | 0
[29 empty] | 0 | 0 | 0 | 0
[29 empty] | 0 | 0 | 0 | 0
[29 empty] | 0 | 0 | 0 | 0
[29 empty] | 0 | 0 | 0 | 0
[29 empty] | 0 | 0 | 0 | 0
[29 empty] | 0 | 0 | 0 | 0
[29 empty] | 0 | 0 | 0 | 0
[29 empty] | 0 | 0 | 0 | 0
[29 empty] | 0 | 0 | 0 | 0
[29 empty] | 0 | 0 | 0 | 0
[29 empty] | 0 | 0 | 0 | 0
[29 empty] | 0 | 0 | 0 | 0
[29 empty] | 0 | 0 | 0 | 0
[29 empty] | 0 | 0 | 0 | 0
[29 empty] | 0 | 0 | 0 | 0
[29 empty] | 0 | 0 | 0 | 0
[29 empty] | 0 | 0 | 0 | 0
[29 empty] | 0 | 0 | 0 | 0
[29 empty] | 0 | 0 | 0 | 0
[29 empty] | 0 | 0 | 0 | 0
[29 empty] | 0 | 0 | 0 | 0
[29 empty] | 0 | 0 | 0 | 0
[29 empty] | 0 | 0 | 0 | 0
[29 empty] | 0 | 0 | 0 | 0
[29 empty] | 0 | 0 | 0 | 0
[29 empty] | 0 | 0 | 0 | 0
[29 empty] | 0 | 0 | 0 | 0
[29 empty] | 0 | 0 | 0 | 0
[29 empty] | 0 | 0 | 0 | 0
[29 empty] | 0 | 0 | 0 | 0
[29 empty] | 0 | 0 | 0 | 0
[29 empty] | 0 | 0 | 0 | 0
[29 empty] | 0 | 0 | 0 | 0
[29 empty] | 0 | 0 | 0 | 0
[29 empty] | 0 | 0 | 0 | 0
[29 empty] | 0 | 0 | 0 | 0
[29 empty] | 0 | 0 | 0 | 0
[29 empty] | 0 | 0 | 0 | 0
[29 empty] | 0 | 0 | 0 | 0
[29 empty] | 0 | 0 | 0 | 0
[29 empty] | 0 | 0 | 0 | 0
[29 empty] | 0 | 0 | 0 | 0
[29 empty] | 0 | 0 | 0 | 0
[29 empty] | 0 | 0 | 0 | 0
[29 empty] | 0 | 0 | 0 | 0
[29 empty] | 0 | 0 | 0 | 0
[29 empty] | 0 | 0 | 0 | 0
[29 empty] | 0 | 0 | 0 | 0
[29 empty] | 0 | 0 | 0 | 0
[29 empty] | 0 | 0 | 0 | 0
[29 empty] | 0 | 0 | 0 | 0
[29 empty] | 0 | 0 | 0 | 0
[29 empty] | 0 | 0 | 0 | 0
[29 empty] | 0 | 0 | 0 | 0
[29 empty] | 0 | 0 | 0 | 0
[29 empty] | 0 | 0 | 0 | 0
[29 empty] | 0 | 0 | 0 | 0
[29 empty] | 0 | 0 | 0 | 0
[29 empty] | 0 | 0 | 0 | 0
[29 empty] | 0 | 0 | 0 | 0
[29 empty] | 0 | 0 | 0 | 0
[29 empty] | 0 | 0 | 0 | 0
[29 empty] | 0 | 0 | 0 | 0
[29 empty] | 0 | 0 | 0 | 0
[29 empty] | 0 | 0 | 0 | 0
[29 empty] | 0 | 0 | 0 | 0
[29 empty] | 0 | 0 | 0 | 0
[29 empty] | 0 | 0 | 0 | 0
[29 empty] | 0 | 0 | 0 | 0
[29 empty] | 0 | 0 | 0 | 0
[29 empty] | 0 | 0 | 0 | 0
[29 empty] | 0 | 0 | 0 | 0
[29 empty] | 0 | 0 | 0 | 0
[29 empty] | 0 | 0 | 0 | 0
[29 empty] | 0 | 0 | 0 | 0
[29 empty] | 0 | 0 | 0 | 0
[29 empty] | 0 | 0 | 0 | 0
[29 empty] | 0 | 0 | 0 | 0
[29 empty] | 0 | 0 | 0 | 0
[29 empty] | 0 | 0 | 0 | 0
[29 empty] | 0 | 0 | 0 | 0
[29 empty] | 0 | 0 | 0 | 0
[29 empty] | 0 | 0 | 0 | 0
[29 empty] | 0 | 0 | 0 | 0
[29 empty] | 0 | 0 | 0 | 0
[29 empty] | 0 | 0 | 0 | 0
[29 empty] | 0 | 0 | 0 | 0
[29 empty] | 0 | 0 | 0 | 0
[29 empty] | 0 | 0 | 0 | 0
[29 empty] | 0 | 0 | 0 | 0
[29 empty] | 0 | 0 | 0 | 0
[29 empty] | 0 | 0 | 0 | 0
[29 empty] | 0 | 0 | 0 | 0
[29 empty] | 0 | 0 | 0 | 0
[29 empty] | 0 | 0 | 0 | 0
[29 empty] | 0 | 0 | 0 | 0
[29 empty] | 0 | 0 | 0 | 0
[29 empty] | 0 | 0 | 0 | 0
[29 empty] | 0 | 0 | 0 | 0
[29 empty] | 0 | 0 | 0 | 0
[29 empty] | 0 | 0 | 0 | 0
[29 empty] | 0 | 0 | 0 | 0
[29 empty] | 0 | 0 | 0 | 0
[29 empty] | 0 | 0 | 0 | 0
[29 empty] | 0 | 0 | 0 | 0
[29 empty] | 0 | 0 | 0 | 0
[29 empty] | 0 | 0 | 0 | 0
[29 empty] | 0 | 0 | 0 | 0
[29 empty] | 0 | 0 | 0 | 0
[29 empty] | 0 | 0 | 0 | 0
[29 empty] | 0 | 0 | 0 | 0
[29 empty] | 0 | 0 | 0 | 0
[29 empty] | 0 | 0 | 0 | 0
[29 empty] | 0 | 0 | 0 | 0
[29 empty] | 0 | 0 | 0 | 0
[29 empty] | 0 | 0 | 0 | 0
[29 empty] | 0 | 0 | 0 | 0
[29 empty] | 0 | 0 | 0 | 0
[29 empty] | 0 | 0 | 0 | 0
[29 empty] | 0 | 0 | 0 | 0
[29 empty] | 0 | 0 | 0 | 0
[29 empty] | 0 | 0 | 0 | 0
[29 empty] | 0 | 0 | 0 | 0
[29 empty] | 0 | 0 | 0 | 0
[29 empty] | 0 | 0 | 0 | 0
[29 empty] | 0 | 0 | 0 | 0
[29 empty] | 0 | 0 | 0 | 0
[29 empty] | 0 | 0 | 0 | 0
[29 empty] | 0 | 0 | 0 | 0
[29 empty] | 0 | 0 | 0 | 0
[29 empty] | 0 | 0 | 0 | 0
[29 empty] | 0 | 0 | 0 | 0
[29 empty] | 0 | 0 | 0 | 0
[29 empty] | 0 | 0 | 0 | 0
[29 empty] | 0 | 0 | 0 | 0
[29 empty] | 0 | 0 | 0 | 0
[29 empty] | 0 | 0 | 0 | 0
[29 empty] | 0 | 0 | 0 | 0
[29 empty] | 0 | 0 | 0 | 0
[29 empty] | 0 | 0 | 0 | 0
[29 empty] | 0 | 0 | 0 | 0
[29 empty] | 0 | 0 | 0 | 0
[29 empty] | 0 | 0 | 0 | 0
[29 empty] | 0 | 0 | 0 | 0
[29 empty] | 0 | 0 | 0 | 0
[29 empty] | 0 | 0 | 0 | 0
[29 empty] | 0 | 0 | 0 | 0
[29 empty] | 0 | 0 | 0 | 0
[29 empty] | 0 | 0 | 0 | 0
[29 empty] | 0 | 0 | 0 | 0
[29 empty] | 0 | 0 | 0 | 0
[29 empty] | 0 | 0 | 0 | 0
[29 empty] | 0 | 0 | 0 | 0
[29 empty] | 0 | 0 | 0 | 0
[29 empty] | 0 | 0 | 0 | 0
[29 empty] | 0 | 0 | 0 | 0
[29 empty] | 0 | 0 | 0 | 0
[29 empty] | 0 | 0 | 0 | 0
[29 empty] | 0 | 0 | 0 | 0
[29 empty] | 0 | 0 | 0 | 0
[29 empty] | 0 | 0 | 0 | 0
[29 empty] | 0 | 0 | 0 | 0
[29 empty] | 0 | 0 | 0 | 0
[29 empty] | 0 | 0 | 0 | 0
[29 empty] | 0 | 0 | 0 | 0
[29 empty] | 0 | 0 | 0 | 0
[29 empty] | 0 | 0 | 0 | 0
[29 empty] | 0 | 0 | 0 | 0
[29 empty] | 0 | 0 | 0 | 0
[29 empty] | 0 | 0 | 0 | 0
[29 empty] | 0 | 0 | 0 | 0
[29 empty] | 0 | 0 | 0 | 0
[29 empty] | 0 | 0 | 0 | 0
[29 empty] | 0 | 0 | 0 | 0
[29 empty] | 0 | 0 | 0 | 0
[29 empty] | 0 | 0 | 0 | 0
[29 empty] | 0 | 0 | 0 | 0
[29 empty] | 0 | 0 | 0 | 0
[29 empty] | 0 | 0 | 0 | 0
[29 empty] | 0 | 0 | 0 | 0
[29 empty] | 0 | 0 | 0 | 0
[29 empty] | 0 | 0 | 0 | 0
[29 empty] | 0 | 0 | 0 | 0
[29 empty] | 0 | 0 | 0 | 0
[29 empty] | 0 | 0 | 0 | 0
[29 empty] | 0 | 0 | 0 | 0
[29 empty] | 0 | 0 | 0 | 0
[29 empty] | 0 | 0 | 0 | 0
[29 empty] | 0 | 0 | 0 | 0
[29 empty] | 0 | 0 | 0 | 0
[29 empty] | 0 | 0 | 0 | 0
[29 empty] | 0 | 0 | 0 | 0
[29 empty] | 0 | 0 | 0 | 0
[29 empty] | 0 | 0 | 0 | 0
[29 empty] | 0 | 0 | 0 | 0
[29 empty] | 0 | 0 | 0 | 0
[29 empty] | 0 | 0 | 0 | 0
[29 empty] | 0 | 0 | 0 | 0
[29 empty] | 0 | 0 | 0 | 0
[29 empty] | 0 | 0 | 0 | 0
[29 empty] | 0 | 0 | 0 | 0
[29 empty] | 0 | 0 | 0 | 0
[29 empty] | 0 | 0 | 0 | 0
[29 empty] | 0 | 0 | 0 | 0
[29 empty] | 0 | 0 | 0 | 0
[29 empty] | 0 | 0 | 0 | 0
[29 empty] | 0 | 0 | 0 | 0
[29 empty] | 0 | 0 | 0 | 0
[29 empty] | 0 | 0 | 0 | 0
[29 empty] | 0 | 0 | 0 | 0
[29 empty] | 0 | 0 | 0 | 0
[29 empty] | 0 | 0 | 0 | 0
[29 empty] | 0 | 0 | 0 | 0
[29 empty] | 0 | 0 | 0 | 0
[29 empty] | 0 | 0 | 0 | 0
[29 empty] | 0 | 0 | 0 | 0
[29 empty] | 0 | 0 | 0 | 0
[29 empty] | 0 | 0 | 0 | 0
[29 empty] | 0 | 0 | 0 | 0
[29 empty] | 0 | 0 | 0 | 0
[29 empty] | 0 | 0 | 0 | 0
[29 empty] | 0 | 0 | 0 | 0
[29 empty] | 0 | 0 | 0 | 0
[29 empty] | 0 | 0 | 0 | 0
[29 empty] | 0 | 0 | 0 | 0
[29 empty] | 0 | 0 | 0 | 0
[29 empty] | 0 | 0 | 0 | 0
[29 empty] | 0 | 0 | 0 | 0
[29 empty] | 0 | 0 | 0 | 0
[29 empty] | 0 | 0 | 0 | 0
[29 empty] | 0 | 0 | 0 | 0
[29 empty] | 0 | 0 | 0 | 0
[29 empty] | 0 | 0 | 0 | 0
[29 empty] | 0 | 0 | 0 | 0
[29 empty] | 0 | 0 | 0 | 0
[29 empty] | 0 | 0 | 0 | 0
[29 empty] | 0 | 0 | 0 | 0
[29 empty] | 0 | 0 | 0 | 0
[29 empty] | 0 | 0 | 0 | 0
[29 empty] | 0 | 0 | 0 | 0
[29 empty] | 0 | 0 | 0 | 0
[29 empty] | 0 | 0 | 0 | 0
[29 empty] | 0 | 0 | 0 | 0
[29 empty] | 0 | 0 | 0 | 0
[29 empty] | 0 | 0 | 0 | 0
[29 empty] | 0 | 0 | 0 | 0
[29 empty] | 0 | 0 | 0 | 0
[29 empty] | 0 | 0 | 0 | 0
[29 empty] | 0 | 0 | 0 | 0
[29 empty] | 0 | 0 | 0 | 0
[29 empty] | 0 | 0 | 0 | 0
[29 empty] | 0 | 0 | 0 | 0
[29 empty] | 0 | 0 | 0 | 0
[29 empty] | 0 | 0 | 0 | 0
[29 empty] | 0 | 0 | 0 | 0
[29 empty] | 0 | 0 | 0 | 0
[29 empty] | 0 | 0 | 0 | 0
[29 empty] | 0 | 0 | 0 | 0
[29 empty] | 0 | 0 | 0 | 0
[29 empty] | 0 | 0 | 0 | 0
[29 empty] | 0 | 0 | 0 | 0
[29 empty] | 0 | 0 | 0 | 0
[29 empty] | 0 | 0 | 0 | 0
[29 empty] | 0 | 0 | 0 | 0
[29 empty] | 0 | 0 | 0 | 0
[29 empty] | 0 | 0 | 0 | 0
[29 empty] | 0 | 0 | 0 | 0
[29 empty] | 0 | 0 | 0 | 0
[29 empty] | 0 | 0 | 0 | 0
[29 empty] | 0 | 0 | 0 | 0
[29 empty] | 0 | 0 | 0 | 0
[29 empty] | 0 | 0 | 0 | 0
[29 empty] | 0 | 0 | 0 | 0
[29 empty] | 0 | 0 | 0 | 0
[29 empty] | 0 | 0 | 0 | 0
[29 empty] | 0 | 0 | 0 | 0
[29 empty] | 0 | 0 | 0 | 0
[29 empty] | 0 | 0 | 0 | 0
[29 empty] | 0 | 0 | 0 | 0
[29 empty] | 0 | 0 | 0 | 0
[29 empty] | 0 | 0 | 0 | 0
[29 empty] | 0 | 0 | 0 | 0
[29 empty] | 0 | 0 | 0 | 0
[29 empty] | 0 | 0 | 0 | 0
[29 empty] | 0 | 0 | 0 | 0
[29 empty] | 0 | 0 | 0 | 0
[29 empty] | 0 | 0 | 0 | 0
[29 empty] | 0 | 0 | 0 | 0
[29 empty] | 0 | 0 | 0 | 0
[29 empty] | 0 | 0 | 0 | 0
[29 empty] | 0 | 0 | 0 | 0
[29 empty] | 0 | 0 | 0 | 0
[29 empty] | 0 | 0 | 0 | 0
[29 empty] | 0 | 0 | 0 | 0
[29 empty] | 0 | 0 | 0 | 0
[29 empty] | 0 | 0 | 0 | 0
[29 empty] | 0 | 0 | 0 | 0
[29 empty] | 0 | 0 | 0 | 0
[29 empty] | 0 | 0 | 0 | 0
[29 empty] | 0 | 0 | 0 | 0
[29 empty] | 0 | 0 | 0 | 0
[29 empty] | 0 | 0 | 0 | 0
[29 empty] | 0 | 0 | 0 | 0
[29 empty] | 0 | 0 | 0 | 0
[29 empty] | 0 | 0 | 0 | 0
[29 empty] | 0 | 0 | 0 | 0
[29 empty] | 0 | 0 | 0 | 0
[29 empty] | 0 | 0 | 0 | 0
[29 empty] | 0 | 0 | 0 | 0
[29 empty] | 0 | 0 | 0 | 0
[29 empty] | 0 | 0 | 0 | 0
[29 empty] | 0 | 0 | 0 | 0
[29 empty] | 0 | 0 | 0 | 0
[29 empty] | 0 | 0 | 0 | 0
[29 empty] | 0 | 0 | 0 | 0
[29 empty] | 0 | 0 | 0 | 0
[29 empty] | 0 | 0 | 0 | 0
[29 empty] | 0 | 0 | 0 | 0
[29 empty] | 0 | 0 | 0 | 0
[29 empty] | 0 | 0 | 0 | 0
[29 empty] | 0 | 0 | 0 | 0
[29 empty] | 0 | 0 | 0 | 0
[29 empty] | 0 | 0 | 0 | 0
[29 empty] | 0 | 0 | 0 | 0
[29 empty] | 0 | 0 | 0 | 0
[29 empty] | 0 | 0 | 0 | 0
[29 empty] | 0 | 0 | 0 | 0
[29 empty] | 0 | 0 | 0 | 0
[29 empty] | 0 | 0 | 0 | 0
[29 empty] | 0 | 0 | 0 | 0
[29 empty] | 0 | 0 | 0 | 0
[29 empty] | 0 | 0 | 0 | 0
[29 empty] | 0 | 0 | 0 | 0
[29 empty] | 0 | 0 | 0 | 0
[29 empty] | 0 | 0 | 0 | 0
[29 empty] | 0 | 0 | 0 | 0
[29 empty] | 0 | 0 | 0 | 0
[29 empty] | 0 | 0 | 0 | 0
[29 empty] | 0 | 0 | 0 | 0
[29 empty] | 0 | 0 | 0 | 0
[29 empty] | 0 | 0 | 0 | 0
[29 empty] | 0 | 0 | 0 | 0
[29 empty] | 0 | 0 | 0 | 0
[29 empty] | 0 | 0 | 0 | 0
[29 empty] | 0 | 0 | 0 | 0
[29 empty] | 0 | 0 | 0 | 0
[29 empty] | 0 | 0 | 0 | 0
[29 empty] | 0 | 0 | 0 | 0
[29 empty] | 0 | 0 | 0 | 0
[29 empty] | 0 | 0 | 0 | 0
[29 empty] | 0 | 0 | 0 | 0
[29 empty] | 0 | 0 | 0 | 0
[29 empty] | 0 | 0 | 0 | 0
[29 empty] | 0 | 0 | 0 | 0
[29 empty] | 0 | 0 | 0 | 0
[29 empty] | 0 | 0 | 0 | 0
[29 empty] | 0 | 0 | 0 | 0
[29 empty] | 0 | 0 | 0 | 0
[29 empty] | 0 | 0 | 0 | 0
[29 empty] | 0 | 0 | 0 | 0
[29 empty] | 0 | 0 | 0 | 0
[29 empty] | 0 | 0 | 0 | 0
[29 empty] | 0 | 0 | 0 | 0
[29 empty] | 0 | 0 | 0 | 0
[29 empty] | 0 | 0 | 0 | 0
[29 empty] | 0 | 0 | 0 | 0
[29 empty] | 0 | 0 | 0 | 0
[29 empty] | 0 | 0 | 0 | 0
[29 empty] | 0 | 0 | 0 | 0
[29 empty] | 0 | 0 | 0 | 0
[29 empty] | 0 | 0 | 0 | 0
[29 empty] | 0 | 0 | 0 | 0
[29 empty] | 0 | 0 | 0 | 0
[29 empty] | 0 | 0 | 0 | 0
[29 empty] | 0 | 0 | 0 | 0
[29 empty] | 0 | 0 | 0 | 0
[29 empty] | 0 | 0 | 0 | 0
[29 empty] | 0 | 0 | 0 | 0
[29 empty] | 0 | 0 | 0 | 0
[29 empty] | 0 | 0 | 0 | 0
[29 empty] | 0 | 0 | 0 | 0
[29 empty] | 0 | 0 | 0 | 0
[29 empty] | 0 | 0 | 0 | 0
[29 empty] | 0 | 0 | 0 | 0
[29 empty] | 0 | 0 | 0 | 0
[29 empty] | 0 | 0 | 0 | 0
[29 empty] | 0 | 0 | 0 | 0
[29 empty] | 0 | 0 | 0 | 0
[29 empty] | 0 | 0 | 0 | 0
[29 empty] | 0 | 0 | 0 | 0
[29 empty] | 0 | 0 | 0 | 0
[29 empty] | 0 | 0 | 0 | 0
[29 empty] | 0 | 0 | 0 | 0
[29 empty] | 0 | 0 | 0 | 0
[29 empty] | 0 | 0 | 0 | 0
[29 empty] | 0 | 0 | 0 | 0
[29 empty] | 0 | 0 | 0 | 0
[29 empty] | 0 | 0 | 0 | 0
[29 empty] | 0 | 0 | 0 | 0
[29 empty] | 0 | 0 | 0 | 0
[29 empty] | 0 | 0 | 0 | 0
[29 empty] | 0 | 0 | 0 | 0
[29 empty] | 0 | 0 | 0 | 0
[29 empty] | 0 | 0 | 0 | 0
[29 empty] | 0 | 0 | 0 | 0
[29 empty] | 0 | 0 | 0 | 0
[29 empty] | 0 | 0 | 0 | 0
[29 empty] | 0 | 0 | 0 | 0
[29 empty] | 0 | 0 | 0 | 0
[29 empty] | 0 | 0 | 0 | 0
[29 empty] | 0 | 0 | 0 | 0
[29 empty] | 0 | 0 | 0 | 0
[29 empty] | 0 | 0 | 0 | 0
[29 empty] | 0 | 0 | 0 | 0
[29 empty] | 0 | 0 | 0 | 0
[29 empty] | 0 | 0 | 0 | 0
[29 empty] | 0 | 0 | 0 | 0
[29 empty] | 0 | 0 | 0 | 0
[29 empty] | 0 | 0 | 0 | 0
[29 empty] | 0 | 0 | 0 | 0
[29 empty] | 0 | 0 | 0 | 0
[29 empty] | 0 | 0 | 0 | 0
[29 empty] | 0 | 0 | 0 | 0
[29 empty] | 0 | 0 | 0 | 0
[29 empty] | 0 | 0 | 0 | 0
[29 empty] | 0 | 0 | 0 | 0
[29 empty] | 0 | 0 | 0 | 0
[29 empty] | 0 | 0 | 0 | 0
[29 empty] | 0 | 0 | 0 | 0
[29 empty] | 0 | 0 | 0 | 0
[29 empty] | 0 | 0 | 0 | 0
[29 empty] | 0 | 0 | 0 | 0
[29 empty] | 0 | 0 | 0 | 0
[29 empty] | 0 | 0 | 0 | 0
[29 empty] | 0 | 0 | 0 | 0
[29 empty] | 0 | 0 | 0 | 0
[29 empty] | 0 | 0 | 0 | 0
[29 empty] | 0 | 0 | 0 | 0
[29 empty] | 0 | 0 | 0 | 0
[29 empty] | 0 | 0 | 0 | 0
[29 empty] | 0 | 0 | 0 | 0
[29 empty] | 0 | 0 | 0 | 0
[29 empty] | 0 | 0 | 0 | 0
[29 empty] | 0 | 0 | 0 | 0
[29 empty] | 0 | 0 | 0 | 0
[29 empty] | 0 | 0 | 0 | 0
[29 empty] | 0 | 0 | 0 | 0
[29 empty] | 0 | 0 | 0 | 0
[29 empty] | 0 | 0 | 0 | 0
[29 empty] | 0 | 0 | 0 | 0
[29 empty] | 0 | 0 | 0 | 0
[29 empty] | 0 | 0 | 0 | 0
[29 empty] | 0 | 0 | 0 | 0
[29 empty] | 0 | 0 | 0 | 0
[29 empty] | 0 | 0 | 0 | 0
[29 empty] | 0 | 0 | 0 | 0
[29 empty] | 0 | 0 | 0 | 0
[29 empty] | 0 | 0 | 0 | 0
[29 empty] | 0 | 0 | 0 | 0
[29 empty] | 0 | 0 | 0 | 0
[29 empty] | 0 | 0 | 0 | 0
[29 empty] | 0 | 0 | 0 | 0
[29 empty] | 0 | 0 | 0 | 0
[29 empty] | 0 | 0 | 0 | 0
[29 empty] | 0 | 0 | 0 | 0
[29 empty] | 0 | 0 | 0 | 0
[29 empty] | 0 | 0 | 0 | 0
[29 empty] | 0 | 0 | 0 | 0
[29 empty] | 0 | 0 | 0 | 0
[29 empty] | 0 | 0 | 0 | 0
[29 empty] | 0 | 0 | 0 | 0
[29 empty] | 0 | 0 | 0 | 0
[29 empty] | 0 | 0 | 0 | 0
[29 empty] | 0 | 0 | 0 | 0
[29 empty] | 0 | 0 | 0 | 0
[29 empty] | 0 | 0 | 0 | 0
[29 empty] | 0 | 0 | 0 | 0
[29 empty] | 0 | 0 | 0 | 0
[29 empty] | 0 | 0 | 0 | 0
[29 empty] | 0 | 0 | 0 | 0
[29 empty] | 0 | 0 | 0 | 0
[29 empty] | 0 | 0 | 0 | 0
[29 empty] | 0 | 0 | 0 | 0
[29 empty] | 0 | 0 | 0 | 0
[29 empty] | 0 | 0 | 0 | 0
[29 empty] | 0 | 0 | 0 | 0
[29 empty] | 0 | 0 | 0 | 0
[29 empty] | 0 | 0 | 0 | 0
[29 empty] | 0 | 0 | 0 | 0
[29 empty] | 0 | 0 | 0 | 0
[29 empty] | 0 | 0 | 0 | 0
[29 empty] | 0 | 0 | 0 | 0
[29 empty] | 0 | 0 | 0 | 0
[29 empty] | 0 | 0 | 0 | 0
[29 empty] | 0 | 0 | 0 | 0
[29 empty] | 0 | 0 | 0 | 0
[29 empty] | 0 | 0 | 0 | 0
[29 empty] | 0 | 0 | 0 | 0
[29 empty] | 0 | 0 | 0 | 0
[29 empty] | 0 | 0 | 0 | 0
[29 empty] | 0 | 0 | 0 | 0
[29 empty] | 0 | 0 | 0 | 0
[29 empty] | 0 | 0 | 0 | 0
[29 empty] | 0 | 0 | 0 | 0
[29 empty] | 0 | 0 | 0 | 0
[29 empty] | 0 | 0 | 0 | 0
[29 empty] | 0 | 0 | 0 | 0
[29 empty] | 0 | 0 | 0 | 0
[29 empty] | 0 | 0 | 0 | 0
[29 empty] | 0 | 0 | 0 | 0
[29 empty] | 0 | 0 | 0 | 0
[29 empty] | 0 | 0 | 0 | 0
[29 empty] | 0 | 0 | 0 | 0
[29 empty] | 0 | 0 | 0 | 0
[29 empty] | 0 | 0 | 0 | 0
[29 empty] | 0 | 0 | 0 | 0
[29 empty] | 0 | 0 | 0 | 0
[29 empty] | 0 | 0 | 0 | 0
[29 empty] | 0 | 0 | 0 | 0
[29 empty] | 0 | 0 | 0 | 0
[29 empty] | 0 | 0 | 0 | 0
[29 empty] | 0 | 0 | 0 | 0
[29 empty] | 0 | 0 | 0 | 0
[29 empty] | 0 | 0 | 0 | 0
[29 empty] | 0 | 0 | 0 | 0
[29 empty] | 0 | 0 | 0 | 0
[29 empty] | 0 | 0 | 0 | 0
[29 empty] | 0 | 0 | 0 | 0
[29 empty] | 0 | 0 | 0 | 0
[29 empty] | 0 | 0 | 0 | 0
[29 empty] | 0 | 0 | 0 | 0
[29 empty] | 0 | 0 | 0 | 0
[29 empty] | 0 | 0 | 0 | 0
[29 empty] | 0 | 0 | 0 | 0
[29 empty] | 0 | 0 | 0 | 0
[29 empty] | 0 | 0 | 0 | 0
[29 empty] | 0 | 0 | 0 | 0
[29 empty] | 0 | 0 | 0 | 0
[29 empty] | 0 | 0 | 0 | 0
[29 empty] | 0 | 0 | 0 | 0
[29 empty] | 0 | 0 | 0 | 0
[29 empty] | 0 | 0 | 0 | 0
[29 empty] | 0 | 0 | 0 | 0
[29 empty] | 0 | 0 | 0 | 0
[29 empty] | 0 | 0 | 0 | 0
[29 empty] | 0 | 0 | 0 | 0
[29 empty] | 0 | 0 | 0 | 0
[29 empty] | 0 | 0 | 0 | 0
[29 empty] | 0 | 0 | 0 | 0
[29 empty] | 0 | 0 | 0 | 0
[29 empty] | 0 | 0 | 0 | 0
[29 empty] | 0 | 0 | 0 | 0
[29 empty] | 0 | 0 | 0 | 0
[29 empty] | 0 | 0 | 0 | 0
[29 empty] | 0 | 0 | 0 | 0
[29 empty] | 0 | 0 | 0 | 0
[29 empty] | 0 | 0 | 0 | 0
[29 empty] | 0 | 0 | 0 | 0
[29 empty] | 0 | 0 | 0 | 0
[29 empty] | 0 | 0 | 0 | 0
[29 empty] | 0 | 0 | 0 | 0
[29 empty] | 0 | 0 | 0 | 0
[29 empty] | 0 | 0 | 0 | 0
[29 empty] | 0 | 0 | 0 | 0
[29 empty] | 0 | 0 | 0 | 0
[29 empty] | 0 | 0 | 0 | 0
[29 empty] | 0 | 0 | 0 | 0
[29 empty] | 0 | 0 | 0 | 0
[29 empty] | 0 | 0 | 0 | 0
[29 empty] | 0 | 0 | 0 | 0
[29 empty] | 0 | 0 | 0 | 0
[29 empty] | 0 | 0 | 0 | 0
[29 empty] | 0 | 0 | 0 | 0
[29 empty] | 0 | 0 | 0 | 0
[29 empty] | 0 | 0 | 0 | 0
[29 empty] | 0 | 0 | 0 | 0
[29 empty] | 0 | 0 | 0 | 0
[29 empty] | 0 | 0 | 0 | 0
[29 empty] | 0 | 0 | 0 | 0
[29 empty] | 0 | 0 | 0 | 0
[29 empty] | 0 | 0 | 0 | 0
[29 empty] | 0 | 0 | 0 | 0
[29 empty] | 0 | 0 | 0 | 0
[29 empty] | 0 | 0 | 0 | 0
[29 empty] | 0 | 0 | 0 | 0
[29 empty] | 0 | 0 | 0 | 0
[29 empty] | 0 | 0 | 0 | 0
[29 empty] | 0 | 0 | 0 | 0
[29 empty] | 0 | 0 | 0 | 0
[29 empty] | 0 | 0 | 0 | 0
[29 empty] | 0 | 0 | 0 | 0
[29 empty] | 0 | 0 | 0 | 0
[29 empty] | 0 | 0 | 0 | 0
[29 empty] | 0 | 0 | 0 | 0
[29 empty] | 0 | 0 | 0 | 0
[29 empty] | 0 | 0 | 0 | 0
[29 empty] | 0 | 0 | 0 | 0
[29 empty] | 0 | 0 | 0 | 0
[29 empty] | 0 | 0 | 0 | 0
[29 empty] | 0 | 0 | 0 | 0
[29 empty] | 0 | 0 | 0 | 0
[29 empty] | 0 | 0 | 0 | 0
[29 empty] | 0 | 0 | 0 | 0
[29 empty] | 0 | 0 | 0 | 0
[29 empty] | 0 | 0 | 0 | 0
[29 empty] | 0 | 0 | 0 | 0
[29 empty] | 0 | 0 | 0 | 0
[29 empty] | 0 | 0 | 0 | 0
[29 empty] | 0 | 0 | 0 | 0
[29 empty] | 0 | 0 | 0 | 0
[29 empty] | 0 | 0 | 0 | 0
[29 empty] | 0 | 0 | 0 | 0
[29 empty] | 0 | 0 | 0 | 0
[29 empty] | 0 | 0 | 0 | 0
[29 empty] | 0 | 0 | 0 | 0
[29 empty] | 0 | 0 | 0 | 0
[29 empty] | 0 | 0 | 0 | 0
[29 empty] | 0 | 0 | 0 | 0
[29 empty] | 0 | 0 | 0 | 0
[29 empty] | 0 | 0 | 0 | 0
[29 empty] | 0 | 0 | 0 | 0
[29 empty] | 0 | 0 | 0 | 0
[29 empty] | 0 | 0 | 0 | 0
[29 empty] | 0 | 0 | 0 | 0
[29 empty] | 0 | 0 | 0 | 0
[29 empty] | 0 | 0 | 0 | 0
[29 empty] | 0 | 0 | 0 | 0
[29 empty] | 0 | 0 | 0 | 0
[29 empty] | 0 | 0 | 0 | 0
[29 empty] | 0 | 0 | 0 | 0
[29 empty] | 0 | 0 | 0 | 0
[29 empty] | 0 | 0 | 0 | 0
[29 empty] | 0 | 0 | 0 | 0
[29 empty] | 0 | 0 | 0 | 0
[29 empty] | 0 | 0 | 0 | 0
[29 empty] | 0 | 0 | 0 | 0
[29 empty] | 0 | 0 | 0 | 0
[29 empty] | 0 | 0 | 0 | 0
[29 empty] | 0 | 0 | 0 | 0
[29 empty] | 0 | 0 | 0 | 0
[29 empty] | 0 | 0 | 0 | 0
[29 empty] | 0 | 0 | 0 | 0
[29 empty] | 0 | 0 | 0 | 0
[29 empty] | 0 | 0 | 0 | 0
[29 empty] | 0 | 0 | 0 | 0
[29 empty] | 0 | 0 | 0 | 0
[29 empty] | 0 | 0 | 0 | 0
[29 empty] | 0 | 0 | 0 | 0
[29 empty] | 0 | 0 | 0 | 0
[29 empty] | 0 | 0 | 0 | 0
[29 empty] | 0 | 0 | 0 | 0
[29 empty] | 0 | 0 | 0 | 0
[29 empty] | 0 | 0 | 0 | 0
[29 empty] | 0 | 0 | 0 | 0
[29 empty] | 0 | 0 | 0 | 0
[29 empty] | 0 | 0 | 0 | 0
[29 empty] | 0 | 0 | 0 | 0
[29 empty] | 0 | 0 | 0 | 0
[29 empty] | 0 | 0 | 0 | 0
[29 empty] | 0 | 0 | 0 | 0
[29 empty] | 0 | 0 | 0 | 0
[29 empty] | 0 | 0 | 0 | 0
[29 empty] | 0 | 0 | 0 | 0
[29 empty] | 0 | 0 | 0 | 0
[29 empty] | 0 | 0 | 0 | 0
[29 empty] | 0 | 0 | 0 | 0
[29 empty] | 0 | 0 | 0 | 0
[29 empty] | 0 | 0 | 0 | 0
[29 empty] | 0 | 0 | 0 | 0
[29 empty] | 0 | 0 | 0 | 0
[29 empty] | 0 | 0 | 0 | 0
[29 empty] | 0 | 0 | 0 | 0
[29 empty] | 0 | 0 | 0 | 0
[29 empty] | 0 | 0 | 0 | 0
[29 empty] | 0 | 0 | 0 | 0
[29 empty] | 0 | 0 | 0 | 0
[29 empty] | 0 | 0 | 0 | 0
[29 empty] | 0 | 0 | 0 | 0
[29 empty] | 0 | 0 | 0 | 0
[29 empty] | 0 | 0 | 0 | 0
[29 empty] | 0 | 0 | 0 | 0
[29 empty] | 0 | 0 | 0 | 0
[29 empty] | 0 | 0 | 0 | 0
[29 empty] | 0 | 0 | 0 | 0
[29 empty] | 0 | 0 | 0 | 0
[29 empty] | 0 | 0 | 0 | 0
[29 empty] | 0 | 0 | 0 | 0
[29 empty] | 0 | 0 | 0 | 0
[29 empty] | 0 | 0 | 0 | 0
[29 empty] | 0 | 0 | 0 | 0
[29 empty] | 0 | 0 | 0 | 0
[29 empty] | 0 | 0 | 0 | 0
[29 empty] | 0 | 0 | 0 | 0
[29 empty] | 0 | 0 | 0 | 0
[29 empty] | 0 | 0 | 0 | 0
[29 empty] | 0 | 0 | 0 | 0
[29 empty] | 0 | 0 | 0 | 0
[29 empty] | 0 | 0 | 0 | 0
[29 empty] | 0 | 0 | 0 | 0
[29 empty] | 0 | 0 | 0 | 0
[29 empty] | 0 | 0 | 0 | 0
[29 empty] | 0 | 0 | 0 | 0
[29 empty] | 0 | 0 | 0 | 0
[29 empty] | 0 | 0 | 0 | 0
[29 empty] | 0 | 0 | 0 | 0
[29 empty] | 0 | 0 | 0 | 0
[29 empty] | 0 | 0 | 0 | 0
[29 empty] | 0 | 0 | 0 | 0
[29 empty] | 0 | 0 | 0 | 0
[29 empty] | 0 | 0 | 0 | 0
[29 empty] | 0 | 0 | 0 | 0
[29 empty] | 0 | 0 | 0 | 0
[29 empty] | 0 | 0 | 0 | 0
[29 empty] | 0 | 0 | 0 | 0
[29 empty] | 0 | 0 | 0 | 0
[29 empty] | 0 | 0 | 0 | 0
[29 empty] | 0 | 0 | 0 | 0
[29 empty] | 0 | 0 | 0 | 0
[29 empty] | 0 | 0 | 0 | 0
[29 empty] | 0 | 0 | 0 | 0
[29 empty] | 0 | 0 | 0 | 0
[29 empty] | 0 | 0 | 0 | 0
[29 empty] | 0 | 0 | 0 | 0
[29 empty] | 0 | 0 | 0 | 0
[29 empty] | 0 | 0 | 0 | 0
[29 empty] | 0 | 0 | 0 | 0
[29 empty] | 0 | 0 | 0 | 0
[29 empty] | 0 | 0 | 0 | 0
[29 empty] | 0 | 0 | 0 | 0
[29 empty] | 0 | 0 | 0 | 0
[29 empty] | 0 | 0 | 0 | 0
[29 empty] | 0 | 0 | 0 | 0
[29 empty] | 0 | 0 | 0 | 0
[29 empty] | 0 | 0 | 0 | 0
[29 empty] | 0 | 0 | 0 | 0
[29 empty] | 0 | 0 | 0 | 0
[29 empty] | 0 | 0 | 0 | 0
[29 empty] | 0 | 0 | 0 | 0
[29 empty] | 0 | 0 | 0 | 0
[29 empty] | 0 | 0 | 0 | 0
[29 empty] | 0 | 0 | 0 | 0
[29 empty] | 0 | 0 | 0 | 0
[29 empty] | 0 | 0 | 0 | 0
[29 empty] | 0 | 0 | 0 | 0
[29 empty] | 0 | 0 | 0 | 0
[29 empty] | 0 | 0 | 0 | 0
[29 empty] | 0 | 0 | 0 | 0
[29 empty] | 0 | 0 | 0 | 0
[29 empty] | 0 | 0 | 0 | 0
[29 empty] | 0 | 0 | 0 | 0
[29 empty] | 0 | 0 | 0 | 0
[29 empty] | 0 | 0 | 0 | 0
[29 empty] | 0 | 0 | 0 | 0
[29 empty] | 0 | 0 | 0 | 0
[29 empty] | 0 | 0 | 0 | 0
[29 empty] | 0 | 0 | 0 | 0
[29 empty] | 0 | 0 | 0 | 0
[29 empty] | 0 | 0 | 0 | 0
[29 empty] | 0 | 0 | 0 | 0
[29 empty] | 0 | 0 | 0 | 0
[29 empty] | 0 | 0 | 0 | 0
[29 empty] | 0 | 0 | 0 | 0
[29 empty] | 0 | 0 | 0 | 0
[29 empty] | 0 | 0 | 0 | 0
[29 empty] | 0 | 0 | 0 | 0
[29 empty] | 0 | 0 | 0 | 0
[29 empty] | 0 | 0 | 0 | 0
[29 empty] | 0 | 0 | 0 | 0
[29 empty] | 0 | 0 | 0 | 0
[29 empty] | 0 | 0 | 0 | 0
[29 empty] | 0 | 0 | 0 | 0
[29 empty] | 0 | 0 | 0 | 0
[29 empty] | 0 | 0 | 0 | 0
[29 empty] | 0 | 0 | 0 | 0
[29 empty] | 0 | 0 | 0 | 0
[29 empty] | 0 | 0 | 0 | 0
[29 empty] | 0 | 0 | 0 | 0
[29 empty] | 0 | 0 | 0 | 0
[29 empty] | 0 | 0 | 0 | 0
[29 empty] | 0 | 0 | 0 | 0
[29 empty] | 0 | 0 | 0 | 0
[29 empty] | 0 | 0 | 0 | 0
[29 empty] | 0 | 0 | 0 | 0
[29 empty] | 0 | 0 | 0 | 0
[29 empty] | 0 | 0 | 0 | 0
[29 empty] | 0 | 0 | 0 | 0
[29 empty] | 0 | 0 | 0 | 0
[29 empty] | 0 | 0 | 0 | 0
[29 empty] | 0 | 0 | 0 | 0
[29 empty] | 0 | 0 | 0 | 0
[29 empty] | 0 | 0 | 0 | 0
[29 empty] | 0 | 0 | 0 | 0
[29 empty] | 0 | 0 | 0 | 0
[29 empty] | 0 | 0 | 0 | 0
[29 empty] | 0 | 0 | 0 | 0
[29 empty] | 0 | 0 | 0 | 0
[29 empty] | 0 | 0 | 0 | 0
[29 empty] | 0 | 0 | 0 | 0
[29 empty] | 0 | 0 | 0 | 0
[29 empty] | 0 | 0 | 0 | 0
[29 empty] | 0 | 0 | 0 | 0
[29 empty] | 0 | 0 | 0 | 0
[29 empty] | 0 | 0 | 0 | 0
[29 empty] | 0 | 0 | 0 | 0
[29 empty] | 0 | 0 | 0 | 0
[29 empty] | 0 | 0 | 0 | 0
[29 empty] | 0 | 0 | 0 | 0
[29 empty] | 0 | 0 | 0 | 0
[29 empty] | 0 | 0 | 0 | 0
[29 empty] | 0 | 0 | 0 | 0
[29 empty] | 0 | 0 | 0 | 0
[29 empty] | 0 | 0 | 0 | 0
[29 empty] | 0 | 0 | 0 | 0
[29 empty] | 0 | 0 | 0 | 0
[29 empty] | 0 | 0 | 0 | 0
[29 empty] | 0 | 0 | 0 | 0
[29 empty] | 0 | 0 | 0 | 0
[29 empty] | 0 | 0 | 0 | 0
[29 empty] | 0 | 0 | 0 | 0
[29 empty] | 0 | 0 | 0 | 0
[29 empty] | 0 | 0 | 0 | 0
[29 empty] | 0 | 0 | 0 | 0
[29 empty] | 0 | 0 | 0 | 0
[29 empty] | 0 | 0 | 0 | 0
[29 empty] | 0 | 0 | 0 | 0
[29 empty] | 0 | 0 | 0 | 0
[29 empty] | 0 | 0 | 0 | 0
[29 empty] | 0 | 0 | 0 | 0
[29 empty] | 0 | 0 | 0 | 0
[29 empty] | 0 | 0 | 0 | 0
[29 empty] | 0 | 0 | 0 | 0
[29 empty] | 0 | 0 | 0 | 0
[29 empty] | 0 | 0 | 0 | 0
[29 empty] | 0 | 0 | 0 | 0
[29 empty] | 0 | 0 | 0 | 0
[29 empty] | 0 | 0 | 0 | 0
[29 empty] | 0 | 0 | 0 | 0
[29 empty] | 0 | 0 | 0 | 0
[29 empty] | 0 | 0 | 0 | 0
[29 empty] | 0 | 0 | 0 | 0
[29 empty] | 0 | 0 | 0 | 0
[29 empty] | 0 | 0 | 0 | 0
[29 empty] | 0 | 0 | 0 | 0
[29 empty] | 0 | 0 | 0 | 0
[29 empty] | 0 | 0 | 0 | 0
[29 empty] | 0 | 0 | 0 | 0
[29 empty] | 0 | 0 | 0 | 0
[29 empty] | 0 | 0 | 0 | 0
[29 empty] | 0 | 0 | 0 | 0
[29 empty] | 0 | 0 | 0 | 0
[29 empty] | 0 | 0 | 0 | 0
[29 empty] | 0 | 0 | 0 | 0
[29 empty] | 0 | 0 | 0 | 0
[29 empty] | 0 | 0 | 0 | 0
[29 empty] | 0 | 0 | 0 | 0
[29 empty] | 0 | 0 | 0 | 0
[29 empty] | 0 | 0 | 0 | 0
[29 empty] | 0 | 0 | 0 | 0
[29 empty] | 0 | 0 | 0 | 0
[29 empty] | 0 | 0 | 0 | 0
[29 empty] | 0 | 0 | 0 | 0
[29 empty] | 0 | 0 | 0 | 0
[29 empty] | 0 | 0 | 0 | 0
[29 empty] | 0 | 0 | 0 | 0
[29 empty] | 0 | 0 | 0 | 0
[29 empty] | 0 | 0 | 0 | 0
[29 empty] | 0 | 0 | 0 | 0
[29 empty] | 0 | 0 | 0 | 0
[29 empty] | 0 | 0 | 0 | 0
[29 empty] | 0 | 0 | 0 | 0
[29 empty] | 0 | 0 | 0 | 0
[29 empty] | 0 | 0 | 0 | 0
[29 empty] | 0 | 0 | 0 | 0
[29 empty] | 0 | 0 | 0 | 0
[29 empty] | 0 | 0 | 0 | 0
[29 empty] | 0 | 0 | 0 | 0
[29 empty] | 0 | 0 | 0 | 0
[29 empty] | 0 | 0 | 0 | 0
[29 empty] | 0 | 0 | 0 | 0
[29 empty] | 0 | 0 | 0 | 0
[29 empty] | 0 | 0 | 0 | 0
[29 empty] | 0 | 0 | 0 | 0
[29 empty] | 0 | 0 | 0 | 0
[29 empty] | 0 | 0 | 0 | 0
[29 empty] | 0 | 0 | 0 | 0
[29 empty] | 0 | 0 | 0 | 0
[29 empty] | 0 | 0 | 0 | 0
[29 empty] | 0 | 0 | 0 | 0
[29 empty] | 0 | 0 | 0 | 0
[29 empty] | 0 | 0 | 0 | 0
[29 empty] | 0 | 0 | 0 | 0
[29 empty] | 0 | 0 | 0 | 0
[29 empty] | 0 | 0 | 0 | 0
[29 empty] | 0 | 0 | 0 | 0
[29 empty] | 0 | 0 | 0 | 0
[29 empty] | 0 | 0 | 0 | 0
[29 empty] | 0 | 0 | 0 | 0
[29 empty] | 0 | 0 | 0 | 0
[29 empty] | 0 | 0 | 0 | 0
[29 empty] | 0 | 0 | 0 | 0
[29 empty] | 0 | 0 | 0 | 0
[29 empty] | 0 | 0 | 0 | 0
[29 empty] | 0 | 0 | 0 | 0
[29 empty] | 0 | 0 | 0 | 0
[29 empty] | 0 | 0 | 0 | 0
[29 empty] | 0 | 0 | 0 | 0
[29 empty] | 0 | 0 | 0 | 0
[29 empty] | 0 | 0 | 0 | 0
[29 empty] | 0 | 0 | 0 | 0
[29 empty] | 0 | 0 | 0 | 0
[29 empty] | 0 | 0 | 0 | 0
[29 empty] | 0 | 0 | 0 | 0
[29 empty] | 0 | 0 | 0 | 0
[29 empty] | 0 | 0 | 0 | 0
[29 empty] | 0 | 0 | 0 | 0
[29 empty] | 0 | 0 | 0 | 0
[29 empty] | 0 | 0 | 0 | 0
[29 empty] | 0 | 0 | 0 | 0
[29 empty] | 0 | 0 | 0 | 0
[29 empty] | 0 | 0 | 0 | 0
[29 empty] | 0 | 0 | 0 | 0
[29 empty] | 0 | 0 | 0 | 0
[29 empty] | 0 | 0 | 0 | 0
[29 empty] | 0 | 0 | 0 | 0
[29 empty] | 0 | 0 | 0 | 0
[29 empty] | 0 | 0 | 0 | 0
[29 empty] | 0 | 0 | 0 | 0
[29 empty] | 0 | 0 | 0 | 0
[29 empty] | 0 | 0 | 0 | 0
[29 empty] | 0 | 0 | 0 | 0
[29 empty] | 0 | 0 | 0 | 0
[29 empty] | 0 | 0 | 0 | 0
[29 empty] | 0 | 0 | 0 | 0
[29 empty] | 0 | 0 | 0 | 0
[29 empty] | 0 | 0 | 0 | 0
[29 empty] | 0 | 0 | 0 | 0
[29 empty] | 0 | 0 | 0 | 0
[29 empty] | 0 | 0 | 0 | 0
[29 empty] | 0 | 0 | 0 | 0
[29 empty] | 0 | 0 | 0 | 0
[29 empty] | 0 | 0 | 0 | 0
[29 empty] | 0 | 0 | 0 | 0
[29 empty] | 0 | 0 | 0 | 0
[29 empty] | 0 | 0 | 0 | 0
[29 empty] | 0 | 0 | 0 | 0
[29 empty] | 0 | 0 | 0 | 0
[29 empty] | 0 | 0 | 0 | 0
[29 empty] | 0 | 0 | 0 | 0
[29 empty] | 0 | 0 | 0 | 0
[29 empty] | 0 | 0 | 0 | 0
[29 empty] | 0 | 0 | 0 | 0
[29 empty] | 0 | 0 | 0 | 0
[29 empty] | 0 | 0 | 0 | 0
[29 empty] | 0 | 0 | 0 | 0
[29 empty] | 0 | 0 | 0 | 0
[29 empty] | 0 | 0 | 0 | 0
[29 empty] | 0 | 0 | 0 | 0
[29 empty] | 0 | 0 | 0 | 0
[29 empty] | 0 | 0 | 0 | 0
[29 empty] | 0 | 0 | 0 | 0
[29 empty] | 0 | 0 | 0 | 0
[29 empty] | 0 | 0 | 0 | 0
[29 empty] | 0 | 0 | 0 | 0
[29 empty] | 0 | 0 | 0 | 0
[29 empty] | 0 | 0 | 0 | 0
[29 empty] | 0 | 0 | 0 | 0
[29 empty] | 0 | 0 | 0 | 0
[29 empty] | 0 | 0 | 0 | 0
[29 empty] | 0 | 0 | 0 | 0
[29 empty] | 0 | 0 | 0 | 0
[29 empty] | 0 | 0 | 0 | 0
[29 empty] | 0 | 0 | 0 | 0
[29 empty] | 0 | 0 | 0 | 0
[29 empty] | 0 | 0 | 0 | 0
[29 empty] | 0 | 0 | 0 | 0
[29 empty] | 0 | 0 | 0 | 0
[29 empty] | 0 | 0 | 0 | 0
[29 empty] | 0 | 0 | 0 | 0
[29 empty] | 0 | 0 | 0 | 0
[29 empty] | 0 | 0 | 0 | 0
[29 empty] | 0 | 0 | 0 | 0
[29 empty] | 0 | 0 | 0 | 0
[29 empty] | 0 | 0 | 0 | 0
[29 empty] | 0 | 0 | 0 | 0
[29 empty] | 0 | 0 | 0 | 0
[29 empty] | 0 | 0 | 0 | 0
[29 empty] | 0 | 0 | 0 | 0
[29 empty] | 0 | 0 | 0 | 0
[29 empty] | 0 | 0 | 0 | 0
[29 empty] | 0 | 0 | 0 | 0
[29 empty] | 0 | 0 | 0 | 0
[29 empty] | 0 | 0 | 0 | 0
[29 empty] | 0 | 0 | 0 | 0
[29 empty] | 0 | 0 | 0 | 0
[29 empty] | 0 | 0 | 0 | 0
[29 empty] | 0 | 0 | 0 | 0
[29 empty] | 0 | 0 | 0 | 0
[29 empty] | 0 | 0 | 0 | 0
[29 empty] | 0 | 0 | 0 | 0
[29 empty] | 0 | 0 | 0 | 0
[29 empty] | 0 | 0 | 0 | 0
[29 empty] | 0 | 0 | 0 | 0
[29 empty] | 0 | 0 | 0 | 0
[29 empty] | 0 | 0 | 0 | 0
[29 empty] | 0 | 0 | 0 | 0
[29 empty] | 0 | 0 | 0 | 0
[29 empty] | 0 | 0 | 0 | 0
[29 empty] | 0 | 0 | 0 | 0
[29 empty] | 0 | 0 | 0 | 0
[29 empty] | 0 | 0 | 0 | 0
[29 empty] | 0 | 0 | 0 | 0
[29 empty] | 0 | 0 | 0 | 0
[29 empty] | 0 | 0 | 0 | 0
[29 empty] | 0 | 0 | 0 | 0
[29 empty] | 0 | 0 | 0 | 0
[29 empty] | 0 | 0 | 0 | 0
[29 empty] | 0 | 0 | 0 | 0
[29 empty] | 0 | 0 | 0 | 0
[29 empty] | 0 | 0 | 0 | 0
[29 empty] | 0 | 0 | 0 | 0
[29 empty] | 0 | 0 | 0 | 0
[29 empty] | 0 | 0 | 0 | 0
[29 empty] | 0 | 0 | 0 | 0
[29 empty] | 0 | 0 | 0 | 0
[29 empty] | 0 | 0 | 0 | 0
[29 empty] | 0 | 0 | 0 | 0
[29 empty] | 0 | 0 | 0 | 0
[29 empty] | 0 | 0 | 0 | 0
[29 empty] | 0 | 0 | 0 | 0
[29 empty] | 0 | 0 | 0 | 0
[29 empty] | 0 | 0 | 0 | 0
[29 empty] | 0 | 0 | 0 | 0
[29 empty] | 0 | 0 | 0 | 0
[29 empty] | 0 | 0 | 0 | 0
[29 empty] | 0 | 0 | 0 | 0
[29 empty] | 0 | 0 | 0 | 0
[29 empty] | 0 | 0 | 0 | 0
[29 empty] | 0 | 0 | 0 | 0
[29 empty] | 0 | 0 | 0 | 0
[29 empty] | 0 | 0 | 0 | 0
[29 empty] | 0 | 0 | 0 | 0
[29 empty] | 0 | 0 | 0 | 0
[29 empty] | 0 | 0 | 0 | 0
[29 empty] | 0 | 0 | 0 | 0
[29 empty] | 0 | 0 | 0 | 0
[29 empty] | 0 | 0 | 0 | 0
[29 empty] | 0 | 0 | 0 | 0
[29 empty] | 0 | 0 | 0 | 0
[29 empty] | 0 | 0 | 0 | 0
[29 empty] | 0 | 0 | 0 | 0
[29 empty] | 0 | 0 | 0 | 0
[29 empty] | 0 | 0 | 0 | 0
[29 empty] | 0 | 0 | 0 | 0
[29 empty] | 0 | 0 | 0 | 0
[29 empty] | 0 | 0 | 0 | 0
[29 empty] | 0 | 0 | 0 | 0
[29 empty] | 0 | 0 | 0 | 0
[29 empty] | 0 | 0 | 0 | 0
[29 empty] | 0 | 0 | 0 | 0
[29 empty] | 0 | 0 | 0 | 0
[29 empty] | 0 | 0 | 0 | 0
[29 empty] | 0 | 0 | 0 | 0
[29 empty] | 0 | 0 | 0 | 0
[29 empty] | 0 | 0 | 0 | 0
[29 empty] | 0 | 0 | 0 | 0
[29 empty] | 0 | 0 | 0 | 0
[29 empty] | 0 | 0 | 0 | 0
[29 empty] | 0 | 0 | 0 | 0
[29 empty] | 0 | 0 | 0 | 0
[29 empty] | 0 | 0 | 0 | 0
[29 empty] | 0 | 0 | 0 | 0
[29 empty] | 0 | 0 | 0 | 0
[29 empty] | 0 | 0 | 0 | 0
[29 empty] | 0 | 0 | 0 | 0
[29 empty] | 0 | 0 | 0 | 0
[29 empty] | 0 | 0 | 0 | 0
[29 empty] | 0 | 0 | 0 | 0
[29 empty] | 0 | 0 | 0 | 0
[29 empty] | 0 | 0 | 0 | 0
[29 empty] | 0 | 0 | 0 | 0
[29 empty] | 0 | 0 | 0 | 0
[29 empty] | 0 | 0 | 0 | 0
[29 empty] | 0 | 0 | 0 | 0
[29 empty] | 0 | 0 | 0 | 0
[29 empty] | 0 | 0 | 0 | 0
[29 empty] | 0 | 0 | 0 | 0
[29 empty] | 0 | 0 | 0 | 0
[29 empty] | 0 | 0 | 0 | 0
[29 empty] | 0 | 0 | 0 | 0
[29 empty] | 0 | 0 | 0 | 0
[29 empty] | 0 | 0 | 0 | 0
[29 empty] | 0 | 0 | 0 | 0
[29 empty] | 0 | 0 | 0 | 0
[29 empty] | 0 | 0 | 0 | 0
[29 empty] | 0 | 0 | 0 | 0
[29 empty] | 0 | 0 | 0 | 0
[29 empty] | 0 | 0 | 0 | 0
[29 empty] | 0 | 0 | 0 | 0
[29 empty] | 0 | 0 | 0 | 0
[29 empty] | 0 | 0 | 0 | 0
[29 empty] | 0 | 0 | 0 | 0
[29 empty] | 0 | 0 | 0 | 0
[29 empty] | 0 | 0 | 0 | 0
[29 empty] | 0 | 0 | 0 | 0
[29 empty] | 0 | 0 | 0 | 0
[29 empty] | 0 | 0 | 0 | 0
[29 empty] | 0 | 0 | 0 | 0
[29 empty] | 0 | 0 | 0 | 0
[29 empty] | 0 | 0 | 0 | 0
[29 empty] | 0 | 0 | 0 | 0
[29 empty] | 0 | 0 | 0 | 0
[29 empty] | 0 | 0 | 0 | 0
[29 empty] | 0 | 0 | 0 | 0
[29 empty] | 0 | 0 | 0 | 0
[29 empty] | 0 | 0 | 0 | 0
[29 empty] | 0 | 0 | 0 | 0
[29 empty] | 0 | 0 | 0 | 0
[29 empty] | 0 | 0 | 0 | 0
[29 empty] | 0 | 0 | 0 | 0
[29 empty] | 0 | 0 | 0 | 0
[29 empty] | 0 | 0 | 0 | 0
[29 empty] | 0 | 0 | 0 | 0
[29 empty] | 0 | 0 | 0 | 0
[29 empty] | 0 | 0 | 0 | 0
[29 empty] | 0 | 0 | 0 | 0
[29 empty] | 0 | 0 | 0 | 0
[29 empty] | 0 | 0 | 0 | 0
[29 empty] | 0 | 0 | 0 | 0
[29 empty] | 0 | 0 | 0 | 0
[29 empty] | 0 | 0 | 0 | 0
[29 empty] | 0 | 0 | 0 | 0
[29 empty] | 0 | 0 | 0 | 0
[29 empty] | 0 | 0 | 0 | 0
[29 empty] | 0 | 0 | 0 | 0
[29 empty] | 0 | 0 | 0 | 0
[29 empty] | 0 | 0 | 0 | 0
[29 empty] | 0 | 0 | 0 | 0
[29 empty] | 0 | 0 | 0 | 0
[29 empty] | 0 | 0 | 0 | 0
[29 empty] | 0 | 0 | 0 | 0
[29 empty] | 0 | 0 | 0 | 0
[29 empty] | 0 | 0 | 0 | 0
[29 empty] | 0 | 0 | 0 | 0
[29 empty] | 0 | 0 | 0 | 0
[29 empty] | 0 | 0 | 0 | 0
[29 empty] | 0 | 0 | 0 | 0
[29 empty] | 0 | 0 | 0 | 0
[29 empty] | 0 | 0 | 0 | 0
[29 empty] | 0 | 0 | 0 | 0
[29 empty] | 0 | 0 | 0 | 0
[29 empty] | 0 | 0 | 0 | 0
[29 empty] | 0 | 0 | 0 | 0
[29 empty] | 0 | 0 | 0 | 0
[29 empty] | 0 | 0 | 0 | 0
[29 empty] | 0 | 0 | 0 | 0
[29 empty] | 0 | 0 | 0 | 0
[29 empty] | 0 | 0 | 0 | 0
[29 empty] | 0 | 0 | 0 | 0
[29 empty] | 0 | 0 | 0 | 0
[29 empty] | 0 | 0 | 0 | 0
[29 empty] | 0 | 0 | 0 | 0
[29 empty] | 0 | 0 | 0 | 0
[29 empty] | 0 | 0 | 0 | 0
[29 empty] | 0 | 0 | 0 | 0
[29 empty] | 0 | 0 | 0 | 0
[29 empty] | 0 | 0 | 0 | 0
[29 empty] | 0 | 0 | 0 | 0
[29 empty] | 0 | 0 | 0 | 0
[29 empty] | 0 | 0 | 0 | 0
[29 empty] | 0 | 0 | 0 | 0
[29 empty] | 0 | 0 | 0 | 0
[29 empty] | 0 | 0 | 0 | 0
[29 empty] | 0 | 0 | 0 | 0
[29 empty] | 0 | 0 | 0 | 0
[29 empty] | 0 | 0 | 0 | 0
[29 empty] | 0 | 0 | 0 | 0
[29 empty] | 0 | 0 | 0 | 0
[29 empty] | 0 | 0 | 0 | 0
[29 empty] | 0 | 0 | 0 | 0
[29 empty] | 0 | 0 | 0 | 0
[29 empty] | 0 | 0 | 0 | 0
[29 empty] | 0 | 0 | 0 | 0
[29 empty] | 0 | 0 | 0 | 0
[29 empty] | 0 | 0 | 0 | 0
[29 empty] | 0 | 0 | 0 | 0
[29 empty] | 0 | 0 | 0 | 0
[29 empty] | 0 | 0 | 0 | 0
[29 empty] | 0 | 0 | 0 | 0
[29 empty] | 0 | 0 | 0 | 0
[29 empty] | 0 | 0 | 0 | 0
[29 empty] | 0 | 0 | 0 | 0
[29 empty] | 0 | 0 | 0 | 0
[29 empty] | 0 | 0 | 0 | 0
[29 empty] | 0 | 0 | 0 | 0
[29 empty] | 0 | 0 | 0 | 0
[29 empty] | 0 | 0 | 0 | 0
[29 empty] | 0 | 0 | 0 | 0
[29 empty] | 0 | 0 | 0 | 0
[29 empty] | 0 | 0 | 0 | 0
[29 empty] | 0 | 0 | 0 | 0
[29 empty] | 0 | 0 | 0 | 0
[29 empty] | 0 | 0 | 0 | 0
[29 empty] | 0 | 0 | 0 | 0
[29 empty] | 0 | 0 | 0 | 0
[29 empty] | 0 | 0 | 0 | 0
[29 empty] | 0 | 0 | 0 | 0
[29 empty] | 0 | 0 | 0 | 0
[29 empty] | 0 | 0 | 0 | 0
[29 empty] | 0 | 0 | 0 | 0
[29 empty] | 0 | 0 | 0 | 0
[29 empty] | 0 | 0 | 0 | 0
[29 empty] | 0 | 0 | 0 | 0
[29 empty] | 0 | 0 | 0 | 0
[29 empty] | 0 | 0 | 0 | 0
[29 empty] | 0 | 0 | 0 | 0
[29 empty] | 0 | 0 | 0 | 0
[29 empty] | 0 | 0 | 0 | 0
[29 empty] | 0 | 0 | 0 | 0
[29 empty] | 0 | 0 | 0 | 0
[29 empty] | 0 | 0 | 0 | 0
[29 empty] | 0 | 0 | 0 | 0
[29 empty] | 0 | 0 | 0 | 0
[29 empty] | 0 | 0 | 0 | 0
[29 empty] | 0 | 0 | 0 | 0
[29 empty] | 0 | 0 | 0 | 0
[29 empty] | 0 | 0 | 0 | 0
[29 empty] | 0 | 0 | 0 | 0
[29 empty] | 0 | 0 | 0 | 0
[29 empty] | 0 | 0 | 0 | 0
[29 empty] | 0 | 0 | 0 | 0
[29 empty] | 0 | 0 | 0 | 0
[29 empty] | 0 | 0 | 0 | 0
[29 empty] | 0 | 0 | 0 | 0
[29 empty] | 0 | 0 | 0 | 0
[29 empty] | 0 | 0 | 0 | 0
[29 empty] | 0 | 0 | 0 | 0
[29 empty] | 0 | 0 | 0 | 0
[29 empty] | 0 | 0 | 0 | 0
[29 empty] | 0 | 0 | 0 | 0
[29 empty] | 0 | 0 | 0 | 0
[29 empty] | 0 | 0 | 0 | 0
[29 empty] | 0 | 0 | 0 | 0
[29 empty] | 0 | 0 | 0 | 0
[29 empty] | 0 | 0 | 0 | 0
[29 empty] | 0 | 0 | 0 | 0
[29 empty] | 0 | 0 | 0 | 0
[29 empty] | 0 | 0 | 0 | 0
[29 empty] | 0 | 0 | 0 | 0
[29 empty] | 0 | 0 | 0 | 0
[29 empty] | 0 | 0 | 0 | 0
[29 empty] | 0 | 0 | 0 | 0
[29 empty] | 0 | 0 | 0 | 0
[29 empty] | 0 | 0 | 0 | 0
[29 empty] | 0 | 0 | 0 | 0
[29 empty] | 0 | 0 | 0 | 0
[29 empty] | 0 | 0 | 0 | 0
[29 empty] | 0 | 0 | 0 | 0
[29 empty] | 0 | 0 | 0 | 0
[29 empty] | 0 | 0 | 0 | 0
[29 empty] | 0 | 0 | 0 | 0
[29 empty] | 0 | 0 | 0 | 0
[29 empty] | 0 | 0 | 0 | 0
[29 empty] | 0 | 0 | 0 | 0
[29 empty] | 0 | 0 | 0 | 0
[29 empty] | 0 | 0 | 0 | 0
[29 empty] | 0 | 0 | 0 | 0
[29 empty] | 0 | 0 | 0 | 0
[29 empty] | 0 | 0 | 0 | 0
[29 empty] | 0 | 0 | 0 | 0
[29 empty] | 0 | 0 | 0 | 0
[29 empty] | 0 | 0 | 0 | 0
[29 empty] | 0 | 0 | 0 | 0
[29 empty] | 0 | 0 | 0 | 0
[29 empty] | 0 | 0 | 0 | 0
[29 empty] | 0 | 0 | 0 | 0
[29 empty] | 0 | 0 | 0 | 0
[29 empty] | 0 | 0 | 0 | 0
[29 empty] | 0 | 0 | 0 | 0
[29 empty] | 0 | 0 | 0 | 0
[29 empty] | 0 | 0 | 0 | 0
[29 empty] | 0 | 0 | 0 | 0
[29 empty] | 0 | 0 | 0 | 0
[29 empty] | 0 | 0 | 0 | 0
[29 empty] | 0 | 0 | 0 | 0
[29 empty] | 0 | 0 | 0 | 0
[29 empty] | 0 | 0 | 0 | 0
[29 empty] | 0 | 0 | 0 | 0
[29 empty] | 0 | 0 | 0 | 0
[29 empty] | 0 | 0 | 0 | 0
[29 empty] | 0 | 0 | 0 | 0
[29 empty] | 0 | 0 | 0 | 0
[29 empty] | 0 | 0 | 0 | 0
[29 empty] | 0 | 0 | 0 | 0
[29 empty] | 0 | 0 | 0 | 0
[29 empty] | 0 | 0 | 0 | 0
[29 empty] | 0 | 0 | 0 | 0
[29 empty] | 0 | 0 | 0 | 0
[29 empty] | 0 | 0 | 0 | 0
[29 empty] | 0 | 0 | 0 | 0
[29 empty] | 0 | 0 | 0 | 0
[29 empty] | 0 | 0 | 0 | 0
[29 empty] | 0 | 0 | 0 | 0
[29 empty] | 0 | 0 | 0 | 0
[29 empty] | 0 | 0 | 0 | 0
[29 empty] | 0 | 0 | 0 | 0
[29 empty] | 0 | 0 | 0 | 0
[29 empty] | 0 | 0 | 0 | 0
[29 empty] | 0 | 0 | 0 | 0
[29 empty] | 0 | 0 | 0 | 0
[29 empty] | 0 | 0 | 0 | 0
[29 empty] | 0 | 0 | 0 | 0
[29 empty] | 0 | 0 | 0 | 0
[29 empty] | 0 | 0 | 0 | 0
[29 empty] | 0 | 0 | 0 | 0
[29 empty] | 0 | 0 | 0 | 0
[29 empty] | 0 | 0 | 0 | 0
[29 empty] | 0 | 0 | 0 | 0
[29 empty] | 0 | 0 | 0 | 0
[29 empty] | 0 | 0 | 0 | 0
[29 empty] | 0 | 0 | 0 | 0
[29 empty] | 0 | 0 | 0 | 0
[29 empty] | 0 | 0 | 0 | 0
[29 empty] | 0 | 0 | 0 | 0
[29 empty] | 0 | 0 | 0 | 0
[29 empty] | 0 | 0 | 0 | 0
[29 empty] | 0 | 0 | 0 | 0
[29 empty] | 0 | 0 | 0 | 0
[29 empty] | 0 | 0 | 0 | 0
[29 empty] | 0 | 0 | 0 | 0
[29 empty] | 0 | 0 | 0 | 0
[29 empty] | 0 | 0 | 0 | 0
[29 empty] | 0 | 0 | 0 | 0
[29 empty] | 0 | 0 | 0 | 0
[29 empty] | 0 | 0 | 0 | 0
[29 empty] | 0 | 0 | 0 | 0
[29 empty] | 0 | 0 | 0 | 0
[29 empty] | 0 | 0 | 0 | 0
[29 empty] | 0 | 0 | 0 | 0
[29 empty] | 0 | 0 | 0 | 0
[29 empty] | 0 | 0 | 0 | 0
[29 empty] | 0 | 0 | 0 | 0
[29 empty] | 0 | 0 | 0 | 0
[29 empty] | 0 | 0 | 0 | 0
[29 empty] | 0 | 0 | 0 | 0
[29 empty] | 0 | 0 | 0 | 0
[29 empty] | 0 | 0 | 0 | 0
[29 empty] | 0 | 0 | 0 | 0
[29 empty] | 0 | 0 | 0 | 0
[29 empty] | 0 | 0 | 0 | 0
[29 empty] | 0 | 0 | 0 | 0
[29 empty] | 0 | 0 | 0 | 0
[29 empty] | 0 | 0 | 0 | 0
[29 empty] | 0 | 0 | 0 | 0
[29 empty] | 0 | 0 | 0 | 0
[29 empty] | 0 | 0 | 0 | 0
[29 empty] | 0 | 0 | 0 | 0
[29 empty] | 0 | 0 | 0 | 0
[29 empty] | 0 | 0 | 0 | 0
[29 empty] | 0 | 0 | 0 | 0
[29 empty] | 0 | 0 | 0 | 0
[29 empty] | 0 | 0 | 0 | 0
[29 empty] | 0 | 0 | 0 | 0
[29 empty] | 0 | 0 | 0 | 0
[29 empty] | 0 | 0 | 0 | 0
[29 empty] | 0 | 0 | 0 | 0
[29 empty] | 0 | 0 | 0 | 0
[29 empty] | 0 | 0 | 0 | 0
[29 empty] | 0 | 0 | 0 | 0
[29 empty] | 0 | 0 | 0 | 0
[29 empty] | 0 | 0 | 0 | 0
[29 empty] | 0 | 0 | 0 | 0
[29 empty] | 0 | 0 | 0 | 0
[29 empty] | 0 | 0 | 0 | 0
[29 empty] | 0 | 0 | 0 | 0
[29 empty] | 0 | 0 | 0 | 0
[29 empty] | 0 | 0 | 0 | 0
[29 empty] | 0 | 0 | 0 | 0
[29 empty] | 0 | 0 | 0 | 0
[29 empty] | 0 | 0 | 0 | 0
[29 empty] | 0 | 0 | 0 | 0
[29 empty] | 0 | 0 | 0 | 0
[29 empty] | 0 | 0 | 0 | 0
[29 empty] | 0 | 0 | 0 | 0
[29 empty] | 0 | 0 | 0 | 0
[29 empty] | 0 | 0 | 0 | 0
[29 empty] | 0 | 0 | 0 | 0
[29 empty] | 0 | 0 | 0 | 0
[29 empty] | 0 | 0 | 0 | 0
[29 empty] | 0 | 0 | 0 | 0
[29 empty] | 0 | 0 | 0 | 0
[29 empty] | 0 | 0 | 0 | 0
[29 empty] | 0 | 0 | 0 | 0
[29 empty] | 0 | 0 | 0 | 0
[29 empty] | 0 | 0 | 0 | 0
[29 empty] | 0 | 0 | 0 | 0
[29 empty] | 0 | 0 | 0 | 0
[29 empty] | 0 | 0 | 0 | 0
[29 empty] | 0 | 0 | 0 | 0
[29 empty] | 0 | 0 | 0 | 0
[29 empty] | 0 | 0 | 0 | 0
[29 empty] | 0 | 0 | 0 | 0
[29 empty] | 0 | 0 | 0 | 0
[29 empty] | 0 | 0 | 0 | 0
[29 empty] | 0 | 0 | 0 | 0
[29 empty] | 0 | 0 | 0 | 0
[29 empty] | 0 | 0 | 0 | 0
[29 empty] | 0 | 0 | 0 | 0
[29 empty] | 0 | 0 | 0 | 0
[29 empty] | 0 | 0 | 0 | 0
[29 empty] | 0 | 0 | 0 | 0
[29 empty] | 0 | 0 | 0 | 0
[29 empty] | 0 | 0 | 0 | 0
[29 empty] | 0 | 0 | 0 | 0
[29 empty] | 0 | 0 | 0 | 0
[29 empty] | 0 | 0 | 0 | 0
[29 empty] | 0 | 0 | 0 | 0
[29 empty] | 0 | 0 | 0 | 0
[29 empty] | 0 | 0 | 0 | 0
[29 empty] | 0 | 0 | 0 | 0
[29 empty] | 0 | 0 | 0 | 0
[29 empty] | 0 | 0 | 0 | 0
[29 empty] | 0 | 0 | 0 | 0
[29 empty] | 0 | 0 | 0 | 0
[29 empty] | 0 | 0 | 0 | 0
[29 empty] | 0 | 0 | 0 | 0
[29 empty] | 0 | 0 | 0 | 0
[29 empty] | 0 | 0 | 0 | 0
[29 empty] | 0 | 0 | 0 | 0
[29 empty] | 0 | 0 | 0 | 0
[29 empty] | 0 | 0 | 0 | 0
[29 empty] | 0 | 0 | 0 | 0
[29 empty] | 0 | 0 | 0 | 0
[29 empty] | 0 | 0 | 0 | 0
[29 empty] | 0 | 0 | 0 | 0
[29 empty] | 0 | 0 | 0 | 0
[29 empty] | 0 | 0 | 0 | 0
[29 empty] | 0 | 0 | 0 | 0
[29 empty] | 0 | 0 | 0 | 0
[29 empty] | 0 | 0 | 0 | 0
[29 empty] | 0 | 0 | 0 | 0
[29 empty] | 0 | 0 | 0 | 0
[29 empty] | 0 | 0 | 0 | 0
[29 empty] | 0 | 0 | 0 | 0
[29 empty] | 0 | 0 | 0 | 0
[29 empty] | 0 | 0 | 0 | 0
[29 empty] | 0 | 0 | 0 | 0
[29 empty] | 0 | 0 | 0 | 0
[29 empty] | 0 | 0 | 0 | 0
[29 empty] | 0 | 0 | 0 | 0
[29 empty] | 0 | 0 | 0 | 0
[29 empty] | 0 | 0 | 0 | 0
[29 empty] | 0 | 0 | 0 | 0
[29 empty] | 0 | 0 | 0 | 0
[29 empty] | 0 | 0 | 0 | 0
[29 empty] | 0 | 0 | 0 | 0
[29 empty] | 0 | 0 | 0 | 0
[29 empty] | 0 | 0 | 0 | 0
[29 empty] | 0 | 0 | 0 | 0
[29 empty] | 0 | 0 | 0 | 0
[29 empty] | 0 | 0 | 0 | 0
[29 empty] | 0 | 0 | 0 | 0
[29 empty] | 0 | 0 | 0 | 0
[29 empty] | 0 | 0 | 0 | 0
[29 empty] | 0 | 0 | 0 | 0
[29 empty] | 0 | 0 | 0 | 0
[29 empty] | 0 | 0 | 0 | 0
[29 empty] | 0 | 0 | 0 | 0
[29 empty] | 0 | 0 | 0 | 0
[29 empty] | 0 | 0 | 0 | 0
[29 empty] | 0 | 0 | 0 | 0
[29 empty] | 0 | 0 | 0 | 0
[29 empty] | 0 | 0 | 0 | 0
[29 empty] | 0 | 0 | 0 | 0
[29 empty] | 0 | 0 | 0 | 0
[29 empty] | 0 | 0 | 0 | 0
[29 empty] | 0 | 0 | 0 | 0
[29 empty] | 0 | 0 | 0 | 0
[29 empty] | 0 | 0 | 0 | 0
[29 empty] | 0 | 0 | 0 | 0
[29 empty] | 0 | 0 | 0 | 0
[29 empty] | 0 | 0 | 0 | 0
[29 empty] | 0 | 0 | 0 | 0
[29 empty] | 0 | 0 | 0 | 0
[29 empty] | 0 | 0 | 0 | 0
[29 empty] | 0 | 0 | 0 | 0
[29 empty] | 0 | 0 | 0 | 0
[29 empty] | 0 | 0 | 0 | 0
[29 empty] | 0 | 0 | 0 | 0
[29 empty] | 0 | 0 | 0 | 0
[29 empty] | 0 | 0 | 0 | 0
[29 empty] | 0 | 0 | 0 | 0
[29 empty] | 0 | 0 | 0 | 0
[29 empty] | 0 | 0 | 0 | 0
[29 empty] | 0 | 0 | 0 | 0
[29 empty] | 0 | 0 | 0 | 0
[29 empty] | 0 | 0 | 0 | 0
[29 empty] | 0 | 0 | 0 | 0
[29 empty] | 0 | 0 | 0 | 0
[29 empty] | 0 | 0 | 0 | 0
[29 empty] | 0 | 0 | 0 | 0
[29 empty] | 0 | 0 | 0 | 0
[29 empty] | 0 | 0 | 0 | 0
[29 empty] | 0 | 0 | 0 | 0
[29 empty] | 0 | 0 | 0 | 0
[29 empty] | 0 | 0 | 0 | 0
[29 empty] | 0 | 0 | 0 | 0
[29 empty] | 0 | 0 | 0 | 0
[29 empty] | 0 | 0 | 0 | 0
[29 empty] | 0 | 0 | 0 | 0
[29 empty] | 0 | 0 | 0 | 0
[29 empty] | 0 | 0 | 0 | 0
[29 empty] | 0 | 0 | 0 | 0
[29 empty] | 0 | 0 | 0 | 0
[29 empty] | 0 | 0 | 0 | 0
[29 empty] | 0 | 0 | 0 | 0
[29 empty] | 0 | 0 | 0 | 0
[29 empty] | 0 | 0 | 0 | 0
[29 empty] | 0 | 0 | 0 | 0
[29 empty] | 0 | 0 | 0 | 0
[29 empty] | 0 | 0 | 0 | 0
[29 empty] | 0 | 0 | 0 | 0
[29 empty] | 0 | 0 | 0 | 0
[29 empty] | 0 | 0 | 0 | 0
[29 empty] | 0 | 0 | 0 | 0
[29 empty] | 0 | 0 | 0 | 0
[29 empty] | 0 | 0 | 0 | 0
[29 empty] | 0 | 0 | 0 | 0
[29 empty] | 0 | 0 | 0 | 0
[29 empty] | 0 | 0 | 0 | 0
[29 empty] | 0 | 0 | 0 | 0
[29 empty] | 0 | 0 | 0 | 0
[29 empty] | 0 | 0 | 0 | 0
[29 empty] | 0 | 0 | 0 | 0
[29 empty] | 0 | 0 | 0 | 0
[29 empty] | 0 | 0 | 0 | 0
[29 empty] | 0 | 0 | 0 | 0
[29 empty] | 0 | 0 | 0 | 0
[29 empty] | 0 | 0 | 0 | 0
[29 empty] | 0 | 0 | 0 | 0
[29 empty] | 0 | 0 | 0 | 0
[29 empty] | 0 | 0 | 0 | 0
[29 empty] | 0 | 0 | 0 | 0
[29 empty] | 0 | 0 | 0 | 0
[29 empty] | 0 | 0 | 0 | 0
[29 empty] | 0 | 0 | 0 | 0
[29 empty] | 0 | 0 | 0 | 0
[29 empty] | 0 | 0 | 0 | 0
[29 empty] | 0 | 0 | 0 | 0
[29 empty] | 0 | 0 | 0 | 0
[29 empty] | 0 | 0 | 0 | 0
[29 empty] | 0 | 0 | 0 | 0
[29 empty] | 0 | 0 | 0 | 0
[29 empty] | 0 | 0 | 0 | 0
[29 empty] | 0 | 0 | 0 | 0
[29 empty] | 0 | 0 | 0 | 0
[29 empty] | 0 | 0 | 0 | 0
[29 empty] | 0 | 0 | 0 | 0
[29 empty] | 0 | 0 | 0 | 0
[29 empty] | 0 | 0 | 0 | 0
[29 empty] | 0 | 0 | 0 | 0
[29 empty] | 0 | 0 | 0 | 0
[29 empty] | 0 | 0 | 0 | 0
[29 empty] | 0 | 0 | 0 | 0
[29 empty] | 0 | 0 | 0 | 0
[29 empty] | 0 | 0 | 0 | 0
[29 empty] | 0 | 0 | 0 | 0
[29 empty] | 0 | 0 | 0 | 0
[29 empty] | 0 | 0 | 0 | 0
[29 empty] | 0 | 0 | 0 | 0
[29 empty] | 0 | 0 | 0 | 0
[29 empty] | 0 | 0 | 0 | 0
[29 empty] | 0 | 0 | 0 | 0
[29 empty] | 0 | 0 | 0 | 0
[29 empty] | 0 | 0 | 0 | 0
[29 empty] | 0 | 0 | 0 | 0
[29 empty] | 0 | 0 | 0 | 0
[29 empty] | 0 | 0 | 0 | 0
[29 empty] | 0 | 0 | 0 | 0
[29 empty] | 0 | 0 | 0 | 0
[29 empty] | 0 | 0 | 0 | 0
[29 empty] | 0 | 0 | 0 | 0
[29 empty] | 0 | 0 | 0 | 0
[29 empty] | 0 | 0 | 0 | 0
[29 empty] | 0 | 0 | 0 | 0
[29 empty] | 0 | 0 | 0 | 0
[29 empty] | 0 | 0 | 0 | 0
[29 empty] | 0 | 0 | 0 | 0
[29 empty] | 0 | 0 | 0 | 0
[29 empty] | 0 | 0 | 0 | 0
[29 empty] | 0 | 0 | 0 | 0
[29 empty] | 0 | 0 | 0 | 0
[29 empty] | 0 | 0 | 0 | 0
[29 empty] | 0 | 0 | 0 | 0
[29 empty] | 0 | 0 | 0 | 0
[29 empty] | 0 | 0 | 0 | 0
[29 empty] | 0 | 0 | 0 | 0
[29 empty] | 0 | 0 | 0 | 0
[29 empty] | 0 | 0 | 0 | 0
[29 empty] | 0 | 0 | 0 | 0
[29 empty] | 0 | 0 | 0 | 0
[29 empty] | 0 | 0 | 0 | 0
[29 empty] | 0 | 0 | 0 | 0
[29 empty] | 0 | 0 | 0 | 0
[29 empty] | 0 | 0 | 0 | 0
[29 empty] | 0 | 0 | 0 | 0
[29 empty] | 0 | 0 | 0 | 0
[29 empty] | 0 | 0 | 0 | 0
[29 empty] | 0 | 0 | 0 | 0
[29 empty] | 0 | 0 | 0 | 0
[29 empty] | 0 | 0 | 0 | 0
[29 empty] | 0 | 0 | 0 | 0
[29 empty] | 0 | 0 | 0 | 0
[29 empty] | 0 | 0 | 0 | 0
[29 empty] | 0 | 0 | 0 | 0
[29 empty] | 0 | 0 | 0 | 0
[29 empty] | 0 | 0 | 0 | 0
[29 empty] | 0 | 0 | 0 | 0
[29 empty] | 0 | 0 | 0 | 0
[29 empty] | 0 | 0 | 0 | 0
[29 empty] | 0 | 0 | 0 | 0
[29 empty] | 0 | 0 | 0 | 0
[29 empty] | 0 | 0 | 0 | 0
[29 empty] | 0 | 0 | 0 | 0
[29 empty] | 0 | 0 | 0 | 0
[29 empty] | 0 | 0 | 0 | 0
[29 empty] | 0 | 0 | 0 | 0
[29 empty] | 0 | 0 | 0 | 0
[29 empty] | 0 | 0 | 0 | 0
[29 empty] | 0 | 0 | 0 | 0
[29 empty] | 0 | 0 | 0 | 0
[29 empty] | 0 | 0 | 0 | 0
[29 empty] | 0 | 0 | 0 | 0
[29 empty] | 0 | 0 | 0 | 0
[29 empty] | 0 | 0 | 0 | 0
[29 empty] | 0 | 0 | 0 | 0
[29 empty] | 0 | 0 | 0 | 0
[29 empty] | 0 | 0 | 0 | 0
[29 empty] | 0 | 0 | 0 | 0
[29 empty] | 0 | 0 | 0 | 0
[29 empty] | 0 | 0 | 0 | 0
[29 empty] | 0 | 0 | 0 | 0
[29 empty] | 0 | 0 | 0 | 0
[29 empty] | 0 | 0 | 0 | 0
[29 empty] | 0 | 0 | 0 | 0
[29 empty] | 0 | 0 | 0 | 0
[29 empty] | 0 | 0 | 0 | 0
[29 empty] | 0 | 0 | 0 | 0
[29 empty] | 0 | 0 | 0 | 0
[29 empty] | 0 | 0 | 0 | 0
[29 empty] | 0 | 0 | 0 | 0
[29 empty] | 0 | 0 | 0 | 0
[29 empty] | 0 | 0 | 0 | 0
[29 empty] | 0 | 0 | 0 | 0
[29 empty] | 0 | 0 | 0 | 0
[29 empty] | 0 | 0 | 0 | 0
[29 empty] | 0 | 0 | 0 | 0
[29 empty] | 0 | 0 | 0 | 0
[29 empty] | 0 | 0 | 0 | 0
[29 empty] | 0 | 0 | 0 | 0
[29 empty] | 0 | 0 | 0 | 0
[29 empty] | 0 | 0 | 0 | 0
[29 empty] | 0 | 0 | 0 | 0
[29 empty] | 0 | 0 | 0 | 0
[29 empty] | 0 | 0 | 0 | 0
[29 empty] | 0 | 0 | 0 | 0
[29 empty] | 0 | 0 | 0 | 0
[29 empty] | 0 | 0 | 0 | 0
[29 empty] | 0 | 0 | 0 | 0
[29 empty] | 0 | 0 | 0 | 0
[29 empty] | 0 | 0 | 0 | 0
[29 empty] | 0 | 0 | 0 | 0
[29 empty] | 0 | 0 | 0 | 0
[29 empty] | 0 | 0 | 0 | 0
[29 empty] | 0 | 0 | 0 | 0
[29 empty] | 0 | 0 | 0 | 0
[29 empty] | 0 | 0 | 0 | 0
[29 empty] | 0 | 0 | 0 | 0
[29 empty] | 0 | 0 | 0 | 0
[29 empty] | 0 | 0 | 0 | 0
[29 empty] | 0 | 0 | 0 | 0
[29 empty] | 0 | 0 | 0 | 0
[29 empty] | 0 | 0 | 0 | 0
[29 empty] | 0 | 0 | 0 | 0
[29 empty] | 0 | 0 | 0 | 0
[29 empty] | 0 | 0 | 0 | 0
[29 empty] | 0 | 0 | 0 | 0
[29 empty] | 0 | 0 | 0 | 0
[29 empty] | 0 | 0 | 0 | 0
[29 empty] | 0 | 0 | 0 | 0
[29 empty] | 0 | 0 | 0 | 0
[29 empty] | 0 | 0 | 0 | 0
[29 empty] | 0 | 0 | 0 | 0
[29 empty] | 0 | 0 | 0 | 0
[29 empty] | 0 | 0 | 0 | 0
[29 empty] | 0 | 0 | 0 | 0
[29 empty] | 0 | 0 | 0 | 0
[29 empty] | 0 | 0 | 0 | 0
[29 empty] | 0 | 0 | 0 | 0
[29 empty] | 0 | 0 | 0 | 0
[29 empty] | 0 | 0 | 0 | 0
[29 empty] | 0 | 0 | 0 | 0
[29 empty] | 0 | 0 | 0 | 0
[29 empty] | 0 | 0 | 0 | 0
[29 empty] | 0 | 0 | 0 | 0
[29 empty] | 0 | 0 | 0 | 0
[29 empty] | 0 | 0 | 0 | 0
[29 empty] | 0 | 0 | 0 | 0
[29 empty] | 0 | 0 | 0 | 0
[29 empty] | 0 | 0 | 0 | 0
[29 empty] | 0 | 0 | 0 | 0
[29 empty] | 0 | 0 | 0 | 0
[29 empty] | 0 | 0 | 0 | 0
[29 empty] | 0 | 0 | 0 | 0
[29 empty] | 0 | 0 | 0 | 0
[29 empty] | 0 | 0 | 0 | 0
[29 empty] | 0 | 0 | 0 | 0
[29 empty] | 0 | 0 | 0 | 0
[29 empty] | 0 | 0 | 0 | 0
[29 empty] | 0 | 0 | 0 | 0
[29 empty] | 0 | 0 | 0 | 0
[29 empty] | 0 | 0 | 0 | 0
[29 empty] | 0 | 0 | 0 | 0
[29 empty] | 0 | 0 | 0 | 0
[29 empty] | 0 | 0 | 0 | 0
[29 empty] | 0 | 0 | 0 | 0
[29 empty] | 0 | 0 | 0 | 0
[29 empty] | 0 | 0 | 0 | 0
[29 empty] | 0 | 0 | 0 | 0
[29 empty] | 0 | 0 | 0 | 0
[29 empty] | 0 | 0 | 0 | 0
[29 empty] | 0 | 0 | 0 | 0
[29 empty] | 0 | 0 | 0 | 0
[29 empty] | 0 | 0 | 0 | 0
[29 empty] | 0 | 0 | 0 | 0
[29 empty] | 0 | 0 | 0 | 0
[29 empty] | 0 | 0 | 0 | 0
[29 empty] | 0 | 0 | 0 | 0
[29 empty] | 0 | 0 | 0 | 0
[29 empty] | 0 | 0 | 0 | 0
[29 empty] | 0 | 0 | 0 | 0
[29 empty] | 0 | 0 | 0 | 0
[29 empty] | 0 | 0 | 0 | 0
[29 empty] | 0 | 0 | 0 | 0
[29 empty] | 0 | 0 | 0 | 0
[29 empty] | 0 | 0 | 0 | 0
[29 empty] | 0 | 0 | 0 | 0
[29 empty] | 0 | 0 | 0 | 0
[29 empty] | 0 | 0 | 0 | 0
[29 empty] | 0 | 0 | 0 | 0
[29 empty] | 0 | 0 | 0 | 0
[29 empty] | 0 | 0 | 0 | 0
[29 empty] | 0 | 0 | 0 | 0
[29 empty] | 0 | 0 | 0 | 0
[29 empty] | 0 | 0 | 0 | 0
[29 empty] | 0 | 0 | 0 | 0
[29 empty] | 0 | 0 | 0 | 0
[29 empty] | 0 | 0 | 0 | 0
[29 empty] | 0 | 0 | 0 | 0
[29 empty] | 0 | 0 | 0 | 0
[29 empty] | 0 | 0 | 0 | 0
[29 empty] | 0 | 0 | 0 | 0
[29 empty] | 0 | 0 | 0 | 0
[29 empty] | 0 | 0 | 0 | 0
[29 empty] | 0 | 0 | 0 | 0
[29 empty] | 0 | 0 | 0 | 0
[29 empty] | 0 | 0 | 0 | 0
[29 empty] | 0 | 0 | 0 | 0
[29 empty] | 0 | 0 | 0 | 0
[29 empty] | 0 | 0 | 0 | 0
[29 empty] | 0 | 0 | 0 | 0
[29 empty] | 0 | 0 | 0 | 0
[29 empty] | 0 | 0 | 0 | 0
[29 empty] | 0 | 0 | 0 | 0
[29 empty] | 0 | 0 | 0 | 0
[29 empty] | 0 | 0 | 0 | 0
[29 empty] | 0 | 0 | 0 | 0
[29 empty] | 0 | 0 | 0 | 0
[29 empty] | 0 | 0 | 0 | 0
[29 empty] | 0 | 0 | 0 | 0
[29 empty] | 0 | 0 | 0 | 0
[29 empty] | 0 | 0 | 0 | 0
[29 empty] | 0 | 0 | 0 | 0
[29 empty] | 0 | 0 | 0 | 0
[29 empty] | 0 | 0 | 0 | 0
[29 empty] | 0 | 0 | 0 | 0
[29 empty] | 0 | 0 | 0 | 0
[29 empty] | 0 | 0 | 0 | 0
[29 empty] | 0 | 0 | 0 | 0
[29 empty] | 0 | 0 | 0 | 0
[29 empty] | 0 | 0 | 0 | 0
[29 empty] | 0 | 0 | 0 | 0
[29 empty] | 0 | 0 | 0 | 0
[29 empty] | 0 | 0 | 0 | 0
[29 empty] | 0 | 0 | 0 | 0
[29 empty] | 0 | 0 | 0 | 0
[29 empty] | 0 | 0 | 0 | 0
[29 empty] | 0 | 0 | 0 | 0
[29 empty] | 0 | 0 | 0 | 0
[29 empty] | 0 | 0 | 0 | 0
[29 empty] | 0 | 0 | 0 | 0
[29 empty] | 0 | 0 | 0 | 0
[29 empty] | 0 | 0 | 0 | 0
[29 empty] | 0 | 0 | 0 | 0
[29 empty] | 0 | 0 | 0 | 0
[29 empty] | 0 | 0 | 0 | 0
[29 empty] | 0 | 0 | 0 | 0
[29 empty] | 0 | 0 | 0 | 0
[29 empty] | 0 | 0 | 0 | 0
[29 empty] | 0 | 0 | 0 | 0
[29 empty] | 0 | 0 | 0 | 0
[29 empty] | 0 | 0 | 0 | 0
[29 empty] | 0 | 0 | 0 | 0
[29 empty] | 0 | 0 | 0 | 0
[29 empty] | 0 | 0 | 0 | 0
[29 empty] | 0 | 0 | 0 | 0
[29 empty] | 0 | 0 | 0 | 0
[29 empty] | 0 | 0 | 0 | 0
[29 empty] | 0 | 0 | 0 | 0
[29 empty] | 0 | 0 | 0 | 0
[29 empty] | 0 | 0 | 0 | 0
[29 empty] | 0 | 0 | 0 | 0
[29 empty] | 0 | 0 | 0 | 0
[29 empty] | 0 | 0 | 0 | 0
[29 empty] | 0 | 0 | 0 | 0
[29 empty] | 0 | 0 | 0 | 0
[29 empty] | 0 | 0 | 0 | 0
[29 empty] | 0 | 0 | 0 | 0
[29 empty] | 0 | 0 | 0 | 0
[29 empty] | 0 | 0 | 0 | 0
[29 empty] | 0 | 0 | 0 | 0
[29 empty] | 0 | 0 | 0 | 0
[29 empty] | 0 | 0 | 0 | 0
[29 empty] | 0 | 0 | 0 | 0
[29 empty] | 0 | 0 | 0 | 0
[29 empty] | 0 | 0 | 0 | 0
[29 empty] | 0 | 0 | 0 | 0
[29 empty] | 0 | 0 | 0 | 0
[29 empty] | 0 | 0 | 0 | 0
[29 empty] | 0 | 0 | 0 | 0
[29 empty] | 0 | 0 | 0 | 0
[29 empty] | 0 | 0 | 0 | 0
[29 empty] | 0 | 0 | 0 | 0
[29 empty] | 0 | 0 | 0 | 0
[29 empty] | 0 | 0 | 0 | 0
[29 empty] | 0 | 0 | 0 | 0
[29 empty] | 0 | 0 | 0 | 0
[29 empty] | 0 | 0 | 0 | 0
[29 empty] | 0 | 0 | 0 | 0
[29 empty] | 0 | 0 | 0 | 0
[29 empty] | 0 | 0 | 0 | 0
[29 empty] | 0 | 0 | 0 | 0
[29 empty] | 0 | 0 | 0 | 0
[29 empty] | 0 | 0 | 0 | 0
[29 empty] | 0 | 0 | 0 | 0
[29 empty] | 0 | 0 | 0 | 0
[29 empty] | 0 | 0 | 0 | 0
[29 empty] | 0 | 0 | 0 | 0
[29 empty] | 0 | 0 | 0 | 0
[29 empty] | 0 | 0 | 0 | 0
[29 empty] | 0 | 0 | 0 | 0
[29 empty] | 0 | 0 | 0 | 0
[29 empty] | 0 | 0 | 0 | 0
[29 empty] | 0 | 0 | 0 | 0
[29 empty] | 0 | 0 | 0 | 0
[29 empty] | 0 | 0 | 0 | 0
[29 empty] | 0 | 0 | 0 | 0
[29 empty] | 0 | 0 | 0 | 0
[29 empty] | 0 | 0 | 0 | 0
[29 empty] | 0 | 0 | 0 | 0
[29 empty] | 0 | 0 | 0 | 0
[29 empty] | 0 | 0 | 0 | 0
[29 empty] | 0 | 0 | 0 | 0
[29 empty] | 0 | 0 | 0 | 0
[29 empty] | 0 | 0 | 0 | 0
[29 empty] | 0 | 0 | 0 | 0
[29 empty] | 0 | 0 | 0 | 0
[29 empty] | 0 | 0 | 0 | 0
[29 empty] | 0 | 0 | 0 | 0
[29 empty] | 0 | 0 | 0 | 0
[29 empty] | 0 | 0 | 0 | 0
[29 empty] | 0 | 0 | 0 | 0
[29 empty] | 0 | 0 | 0 | 0
[29 empty] | 0 | 0 | 0 | 0
[29 empty] | 0 | 0 | 0 | 0
[29 empty] | 0 | 0 | 0 | 0
[29 empty] | 0 | 0 | 0 | 0
[29 empty] | 0 | 0 | 0 | 0
[29 empty] | 0 | 0 | 0 | 0
[29 empty] | 0 | 0 | 0 | 0
[29 empty] | 0 | 0 | 0 | 0
[29 empty] | 0 | 0 | 0 | 0
[29 empty] | 0 | 0 | 0 | 0
[29 empty] | 0 | 0 | 0 | 0
[29 empty] | 0 | 0 | 0 | 0
[29 empty] | 0 | 0 | 0 | 0
[29 empty] | 0 | 0 | 0 | 0
[29 empty] | 0 | 0 | 0 | 0
[29 empty] | 0 | 0 | 0 | 0
[29 empty] | 0 | 0 | 0 | 0
[29 empty] | 0 | 0 | 0 | 0
[29 empty] | 0 | 0 | 0 | 0
[29 empty] | 0 | 0 | 0 | 0
[29 empty] | 0 | 0 | 0 | 0
[29 empty] | 0 | 0 | 0 | 0
[29 empty] | 0 | 0 | 0 | 0
[29 empty] | 0 | 0 | 0 | 0
[29 empty] | 0 | 0 | 0 | 0
[29 empty] | 0 | 0 | 0 | 0
[29 empty] | 0 | 0 | 0 | 0
[29 empty] | 0 | 0 | 0 | 0
[29 empty] | 0 | 0 | 0 | 0
[29 empty] | 0 | 0 | 0 | 0
[29 empty] | 0 | 0 | 0 | 0
[29 empty] | 0 | 0 | 0 | 0
[29 empty] | 0 | 0 | 0 | 0
[29 empty] | 0 | 0 | 0 | 0
[29 empty] | 0 | 0 | 0 | 0
[29 empty] | 0 | 0 | 0 | 0
[29 empty] | 0 | 0 | 0 | 0
[29 empty] | 0 | 0 | 0 | 0
[29 empty] | 0 | 0 | 0 | 0
[29 empty] | 0 | 0 | 0 | 0
[29 empty] | 0 | 0 | 0 | 0
[29 empty] | 0 | 0 | 0 | 0
[29 empty] | 0 | 0 | 0 | 0
[29 empty] | 0 | 0 | 0 | 0
[29 empty] | 0 | 0 | 0 | 0
[29 empty] | 0 | 0 | 0 | 0
[29 empty] | 0 | 0 | 0 | 0
[29 empty] | 0 | 0 | 0 | 0
[29 empty] | 0 | 0 | 0 | 0
[29 empty] | 0 | 0 | 0 | 0
[29 empty] | 0 | 0 | 0 | 0
[29 empty] | 0 | 0 | 0 | 0
[29 empty] | 0 | 0 | 0 | 0
[29 empty] | 0 | 0 | 0 | 0
[29 empty] | 0 | 0 | 0 | 0
[29 empty] | 0 | 0 | 0 | 0
[29 empty] | 0 | 0 | 0 | 0
[29 empty] | 0 | 0 | 0 | 0
[29 empty] | 0 | 0 | 0 | 0
[29 empty] | 0 | 0 | 0 | 0
[29 empty] | 0 | 0 | 0 | 0
[29 empty] | 0 | 0 | 0 | 0
[29 empty] | 0 | 0 | 0 | 0
[29 empty] | 0 | 0 | 0 | 0
[29 empty] | 0 | 0 | 0 | 0
[29 empty] | 0 | 0 | 0 | 0
[29 empty] | 0 | 0 | 0 | 0
[29 empty] | 0 | 0 | 0 | 0
[29 empty] | 0 | 0 | 0 | 0
[29 empty] | 0 | 0 | 0 | 0
[29 empty] | 0 | 0 | 0 | 0
[29 empty] | 0 | 0 | 0 | 0
[29 empty] | 0 | 0 | 0 | 0
[29 empty] | 0 | 0 | 0 | 0
[29 empty] | 0 | 0 | 0 | 0
[29 empty] | 0 | 0 | 0 | 0
[29 empty] | 0 | 0 | 0 | 0
[29 empty] | 0 | 0 | 0 | 0
[29 empty] | 0 | 0 | 0 | 0
[29 empty] | 0 | 0 | 0 | 0
[29 empty] | 0 | 0 | 0 | 0
[29 empty] | 0 | 0 | 0 | 0
[29 empty] | 0 | 0 | 0 | 0
[29 empty] | 0 | 0 | 0 | 0
[29 empty] | 0 | 0 | 0 | 0
[29 empty] | 0 | 0 | 0 | 0
[29 empty] | 0 | 0 | 0 | 0
[29 empty] | 0 | 0 | 0 | 0
[29 empty] | 0 | 0 | 0 | 0
[29 empty] | 0 | 0 | 0 | 0
[29 empty] | 0 | 0 | 0 | 0
[29 empty] | 0 | 0 | 0 | 0
[29 empty] | 0 | 0 | 0 | 0
[29 empty] | 0 | 0 | 0 | 0
[29 empty] | 0 | 0 | 0 | 0
[29 empty] | 0 | 0 | 0 | 0
[29 empty] | 0 | 0 | 0 | 0
[29 empty] | 0 | 0 | 0 | 0
[29 empty] | 0 | 0 | 0 | 0
[29 empty] | 0 | 0 | 0 | 0
[29 empty] | 0 | 0 | 0 | 0
[29 empty] | 0 | 0 | 0 | 0
[29 empty] | 0 | 0 | 0 | 0
[29 empty] | 0 | 0 | 0 | 0
[29 empty] | 0 | 0 | 0 | 0
[29 empty] | 0 | 0 | 0 | 0
[29 empty] | 0 | 0 | 0 | 0
[29 empty] | 0 | 0 | 0 | 0
[29 empty] | 0 | 0 | 0 | 0
[29 empty] | 0 | 0 | 0 | 0
[29 empty] | 0 | 0 | 0 | 0
[29 empty] | 0 | 0 | 0 | 0
[29 empty] | 0 | 0 | 0 | 0
[29 empty] | 0 | 0 | 0 | 0
[29 empty] | 0 | 0 | 0 | 0
[29 empty] | 0 | 0 | 0 | 0
[29 empty] | 0 | 0 | 0 | 0
[29 empty] | 0 | 0 | 0 | 0
[29 empty] | 0 | 0 | 0 | 0
[29 empty] | 0 | 0 | 0 | 0
[29 empty] | 0 | 0 | 0 | 0
[29 empty] | 0 | 0 | 0 | 0
[29 empty] | 0 | 0 | 0 | 0
[29 empty] | 0 | 0 | 0 | 0
[29 empty] | 0 | 0 | 0 | 0
[29 empty] | 0 | 0 | 0 | 0
[29 empty] | 0 | 0 | 0 | 0
[29 empty] | 0 | 0 | 0 | 0
[29 empty] | 0 | 0 | 0 | 0
[29 empty] | 0 | 0 | 0 | 0
[29 empty] | 0 | 0 | 0 | 0
[29 empty] | 0 | 0 | 0 | 0
[29 empty] | 0 | 0 | 0 | 0
[29 empty] | 0 | 0 | 0 | 0
[29 empty] | 0 | 0 | 0 | 0
[29 empty] | 0 | 0 | 0 | 0
[29 empty] | 0 | 0 | 0 | 0
[29 empty] | 0 | 0 | 0 | 0
[29 empty] | 0 | 0 | 0 | 0
[29 empty] | 0 | 0 | 0 | 0
[29 empty] | 0 | 0 | 0 | 0
[29 empty] | 0 | 0 | 0 | 0
[29 empty] | 0 | 0 | 0 | 0
[29 empty] | 0 | 0 | 0 | 0
[29 empty] | 0 | 0 | 0 | 0
[29 empty] | 0 | 0 | 0 | 0
[29 empty] | 0 | 0 | 0 | 0
[29 empty] | 0 | 0 | 0 | 0
[29 empty] | 0 | 0 | 0 | 0
[29 empty] | 0 | 0 | 0 | 0
[29 empty] | 0 | 0 | 0 | 0
[29 empty] | 0 | 0 | 0 | 0
[29 empty] | 0 | 0 | 0 | 0
[29 empty] | 0 | 0 | 0 | 0
[29 empty] | 0 | 0 | 0 | 0
[29 empty] | 0 | 0 | 0 | 0
[29 empty] | 0 | 0 | 0 | 0
[29 empty] | 0 | 0 | 0 | 0
[29 empty] | 0 | 0 | 0 | 0
[29 empty] | 0 | 0 | 0 | 0
[29 empty] | 0 | 0 | 0 | 0
[29 empty] | 0 | 0 | 0 | 0
[29 empty] | 0 | 0 | 0 | 0
[29 empty] | 0 | 0 | 0 | 0
[29 empty] | 0 | 0 | 0 | 0
[29 empty] | 0 | 0 | 0 | 0
[29 empty] | 0 | 0 | 0 | 0
[29 empty] | 0 | 0 | 0 | 0
[29 empty] | 0 | 0 | 0 | 0
[29 empty] | 0 | 0 | 0 | 0
[29 empty] | 0 | 0 | 0 | 0
[29 empty] | 0 | 0 | 0 | 0
[29 empty] | 0 | 0 | 0 | 0
[29 empty] | 0 | 0 | 0 | 0
[29 empty] | 0 | 0 | 0 | 0
[29 empty] | 0 | 0 | 0 | 0
[29 empty] | 0 | 0 | 0 | 0
[29 empty] | 0 | 0 | 0 | 0
[29 empty] | 0 | 0 | 0 | 0
[29 empty] | 0 | 0 | 0 | 0
[29 empty] | 0 | 0 | 0 | 0
[29 empty] | 0 | 0 | 0 | 0
[29 empty] | 0 | 0 | 0 | 0
[29 empty] | 0 | 0 | 0 | 0
[29 empty] | 0 | 0 | 0 | 0
[29 empty] | 0 | 0 | 0 | 0
[29 empty] | 0 | 0 | 0 | 0
[29 empty] | 0 | 0 | 0 | 0
[29 empty] | 0 | 0 | 0 | 0
[29 empty] | 0 | 0 | 0 | 0
[29 empty] | 0 | 0 | 0 | 0
[29 empty] | 0 | 0 | 0 | 0
[29 empty] | 0 | 0 | 0 | 0
[29 empty] | 0 | 0 | 0 | 0
[29 empty] | 0 | 0 | 0 | 0
[29 empty] | 0 | 0 | 0 | 0
[29 empty] | 0 | 0 | 0 | 0
[29 empty] | 0 | 0 | 0 | 0
[29 empty] | 0 | 0 | 0 | 0
[29 empty] | 0 | 0 | 0 | 0
[29 empty] | 0 | 0 | 0 | 0
[29 empty] | 0 | 0 | 0 | 0
[29 empty] | 0 | 0 | 0 | 0
[29 empty] | 0 | 0 | 0 | 0
[29 empty] | 0 | 0 | 0 | 0
[29 empty] | 0 | 0 | 0 | 0
[29 empty] | 0 | 0 | 0 | 0
[29 empty] | 0 | 0 | 0 | 0
[29 empty] | 0 | 0 | 0 | 0
[29 empty] | 0 | 0 | 0 | 0
[29 empty] | 0 | 0 | 0 | 0
[29 empty] | 0 | 0 | 0 | 0
[29 empty] | 0 | 0 | 0 | 0
[29 empty] | 0 | 0 | 0 | 0
[29 empty] | 0 | 0 | 0 | 0
[29 empty] | 0 | 0 | 0 | 0
[29 empty] | 0 | 0 | 0 | 0
[29 empty] | 0 | 0 | 0 | 0
[29 empty] | 0 | 0 | 0 | 0
[29 empty] | 0 | 0 | 0 | 0
[29 empty] | 0 | 0 | 0 | 0
[29 empty] | 0 | 0 | 0 | 0
[29 empty] | 0 | 0 | 0 | 0
[29 empty] | 0 | 0 | 0 | 0
[29 empty] | 0 | 0 | 0 | 0
[29 empty] | 0 | 0 | 0 | 0
[29 empty] | 0 | 0 | 0 | 0
[29 empty] | 0 | 0 | 0 | 0
[29 empty] | 0 | 0 | 0 | 0
[29 empty] | 0 | 0 | 0 | 0
[29 empty] | 0 | 0 | 0 | 0
[29 empty] | 0 | 0 | 0 | 0
[29 empty] | 0 | 0 | 0 | 0
[29 empty] | 0 | 0 | 0 | 0
[29 empty] | 0 | 0 | 0 | 0
[29 empty] | 0 | 0 | 0 | 0
[29 empty] | 0 | 0 | 0 | 0
[29 empty] | 0 | 0 | 0 | 0
[29 empty] | 0 | 0 | 0 | 0
[29 empty] | 0 | 0 | 0 | 0
[29 empty] | 0 | 0 | 0 | 0
[29 empty] | 0 | 0 | 0 | 0
[29 empty] | 0 | 0 | 0 | 0
[29 empty] | 0 | 0 | 0 | 0
[29 empty] | 0 | 0 | 0 | 0
[29 empty] | 0 | 0 | 0 | 0
[29 empty] | 0 | 0 | 0 | 0
[29 empty] | 0 | 0 | 0 | 0
[29 empty] | 0 | 0 | 0 | 0
[29 empty] | 0 | 0 | 0 | 0
[29 empty] | 0 | 0 | 0 | 0
[29 empty] | 0 | 0 | 0 | 0
[29 empty] | 0 | 0 | 0 | 0
[29 empty] | 0 | 0 | 0 | 0
[29 empty] | 0 | 0 | 0 | 0
[29 empty] | 0 | 0 | 0 | 0
[29 empty] | 0 | 0 | 0 | 0
[29 empty] | 0 | 0 | 0 | 0
[29 empty] | 0 | 0 | 0 | 0
[29 empty] | 0 | 0 | 0 | 0
[29 empty] | 0 | 0 | 0 | 0
[29 empty] | 0 | 0 | 0 | 0
[29 empty] | 0 | 0 | 0 | 0
[29 empty] | 0 | 0 | 0 | 0
[29 empty] | 0 | 0 | 0 | 0
[29 empty] | 0 | 0 | 0 | 0
[29 empty] | 0 | 0 | 0 | 0
[29 empty] | 0 | 0 | 0 | 0
[29 empty] | 0 | 0 | 0 | 0
[29 empty] | 0 | 0 | 0 | 0
[29 empty] | 0 | 0 | 0 | 0
[29 empty] | 0 | 0 | 0 | 0
[29 empty] | 0 | 0 | 0 | 0
[29 empty] | 0 | 0 | 0 | 0
[29 empty] | 0 | 0 | 0 | 0
[29 empty] | 0 | 0 | 0 | 0
[29 empty] | 0 | 0 | 0 | 0
[29 empty] | 0 | 0 | 0 | 0
[29 empty] | 0 | 0 | 0 | 0
[29 empty] | 0 | 0 | 0 | 0
[29 empty] | 0 | 0 | 0 | 0
[29 empty] | 0 | 0 | 0 | 0
[29 empty] | 0 | 0 | 0 | 0
[29 empty] | 0 | 0 | 0 | 0
[29 empty] | 0 | 0 | 0 | 0
[29 empty] | 0 | 0 | 0 | 0
[29 empty] | 0 | 0 | 0 | 0
[29 empty] | 0 | 0 | 0 | 0
[29 empty] | 0 | 0 | 0 | 0
[29 empty] | 0 | 0 | 0 | 0
[29 empty] | 0 | 0 | 0 | 0
[29 empty] | 0 | 0 | 0 | 0
[29 empty] | 0 | 0 | 0 | 0
[29 empty] | 0 | 0 | 0 | 0
[29 empty] | 0 | 0 | 0 | 0
[29 empty] | 0 | 0 | 0 | 0
[29 empty] | 0 | 0 | 0 | 0
[29 empty] | 0 | 0 | 0 | 0
[29 empty] | 0 | 0 | 0 | 0
[29 empty] | 0 | 0 | 0 | 0
[29 empty] | 0 | 0 | 0 | 0
[29 empty] | 0 | 0 | 0 | 0
[29 empty] | 0 | 0 | 0 | 0
[29 empty] | 0 | 0 | 0 | 0
[29 empty] | 0 | 0 | 0 | 0
[29 empty] | 0 | 0 | 0 | 0
[29 empty] | 0 | 0 | 0 | 0
[29 empty] | 0 | 0 | 0 | 0
[29 empty] | 0 | 0 | 0 | 0
[29 empty] | 0 | 0 | 0 | 0
[29 empty] | 0 | 0 | 0 | 0
[29 empty] | 0 | 0 | 0 | 0
[29 empty] | 0 | 0 | 0 | 0
[29 empty] | 0 | 0 | 0 | 0
[29 empty] | 0 | 0 | 0 | 0
[29 empty] | 0 | 0 | 0 | 0
[29 empty] | 0 | 0 | 0 | 0
[29 empty] | 0 | 0 | 0 | 0
[29 empty] | 0 | 0 | 0 | 0
[29 empty] | 0 | 0 | 0 | 0
[29 empty] | 0 | 0 | 0 | 0
[29 empty] | 0 | 0 | 0 | 0
[29 empty] | 0 | 0 | 0 | 0
[29 empty] | 0 | 0 | 0 | 0
[29 empty] | 0 | 0 | 0 | 0
[29 empty] | 0 | 0 | 0 | 0
[29 empty] | 0 | 0 | 0 | 0
[29 empty] | 0 | 0 | 0 | 0
[29 empty] | 0 | 0 | 0 | 0
[29 empty] | 0 | 0 | 0 | 0
[29 empty] | 0 | 0 | 0 | 0
[29 empty] | 0 | 0 | 0 | 0
[29 empty] | 0 | 0 | 0 | 0
[29 empty] | 0 | 0 | 0 | 0
[29 empty] | 0 | 0 | 0 | 0
[29 empty] | 0 | 0 | 0 | 0
[29 empty] | 0 | 0 | 0 | 0
[29 empty] | 0 | 0 | 0 | 0
[29 empty] | 0 | 0 | 0 | 0
[29 empty] | 0 | 0 | 0 | 0
[29 empty] | 0 | 0 | 0 | 0
[29 empty] | 0 | 0 | 0 | 0
[29 empty] | 0 | 0 | 0 | 0
[29 empty] | 0 | 0 | 0 | 0
[29 empty] | 0 | 0 | 0 | 0
[29 empty] | 0 | 0 | 0 | 0
[29 empty] | 0 | 0 | 0 | 0
[29 empty] | 0 | 0 | 0 | 0
[29 empty] | 0 | 0 | 0 | 0
[29 empty] | 0 | 0 | 0 | 0
[29 empty] | 0 | 0 | 0 | 0
[29 empty] | 0 | 0 | 0 | 0
[29 empty] | 0 | 0 | 0 | 0
[29 empty] | 0 | 0 | 0 | 0
[29 empty] | 0 | 0 | 0 | 0
[29 empty] | 0 | 0 | 0 | 0
[29 empty] | 0 | 0 | 0 | 0
[29 empty] | 0 | 0 | 0 | 0
[29 empty] | 0 | 0 | 0 | 0
[29 empty] | 0 | 0 | 0 | 0
[29 empty] | 0 | 0 | 0 | 0
[29 empty] | 0 | 0 | 0 | 0
[29 empty] | 0 | 0 | 0 | 0
[29 empty] | 0 | 0 | 0 | 0
[29 empty] | 0 | 0 | 0 | 0
[29 empty] | 0 | 0 | 0 | 0
[29 empty] | 0 | 0 | 0 | 0
[29 empty] | 0 | 0 | 0 | 0
[29 empty] | 0 | 0 | 0 | 0
[29 empty] | 0 | 0 | 0 | 0
[29 empty] | 0 | 0 | 0 | 0
[29 empty] | 0 | 0 | 0 | 0
[29 empty] | 0 | 0 | 0 | 0
[29 empty] | 0 | 0 | 0 | 0
[29 empty] | 0 | 0 | 0 | 0
[29 empty] | 0 | 0 | 0 | 0
[29 empty] | 0 | 0 | 0 | 0
[29 empty] | 0 | 0 | 0 | 0
[29 empty] | 0 | 0 | 0 | 0
[29 empty] | 0 | 0 | 0 | 0
[29 empty] | 0 | 0 | 0 | 0
[29 empty] | 0 | 0 | 0 | 0
[29 empty] | 0 | 0 | 0 | 0
[29 empty] | 0 | 0 | 0 | 0
[29 empty] | 0 | 0 | 0 | 0
[29 empty] | 0 | 0 | 0 | 0
[29 empty] | 0 | 0 | 0 | 0
[29 empty] | 0 | 0 | 0 | 0
[29 empty] | 0 | 0 | 0 | 0
[29 empty] | 0 | 0 | 0 | 0
[29 empty] | 0 | 0 | 0 | 0
[29 empty] | 0 | 0 | 0 | 0
[29 empty] | 0 | 0 | 0 | 0
[29 empty] | 0 | 0 | 0 | 0
[29 empty] | 0 | 0 | 0 | 0
[29 empty] | 0 | 0 | 0 | 0
[29 empty] | 0 | 0 | 0 | 0
[29 empty] | 0 | 0 | 0 | 0
[29 empty] | 0 | 0 | 0 | 0
[29 empty] | 0 | 0 | 0 | 0
[29 empty] | 0 | 0 | 0 | 0
[29 empty] | 0 | 0 | 0 | 0
[29 empty] | 0 | 0 | 0 | 0
[29 empty] | 0 | 0 | 0 | 0
[29 empty] | 0 | 0 | 0 | 0
[29 empty] | 0 | 0 | 0 | 0
[29 empty] | 0 | 0 | 0 | 0
[29 empty] | 0 | 0 | 0 | 0
[29 empty] | 0 | 0 | 0 | 0
[29 empty] | 0 | 0 | 0 | 0
[29 empty] | 0 | 0 | 0 | 0
[29 empty] | 0 | 0 | 0 | 0
[29 empty] | 0 | 0 | 0 | 0
[29 empty] | 0 | 0 | 0 | 0
[29 empty] | 0 | 0 | 0 | 0
[29 empty] | 0 | 0 | 0 | 0
[29 empty] | 0 | 0 | 0 | 0
[29 empty] | 0 | 0 | 0 | 0
[29 empty] | 0 | 0 | 0 | 0
[29 empty] | 0 | 0 | 0 | 0
[29 empty] | 0 | 0 | 0 | 0
[29 empty] | 0 | 0 | 0 | 0
[29 empty] | 0 | 0 | 0 | 0
[29 empty] | 0 | 0 | 0 | 0
[29 empty] | 0 | 0 | 0 | 0
[29 empty] | 0 | 0 | 0 | 0
[29 empty] | 0 | 0 | 0 | 0
[29 empty] | 0 | 0 | 0 | 0
[29 empty] | 0 | 0 | 0 | 0
[29 empty] | 0 | 0 | 0 | 0
[29 empty] | 0 | 0 | 0 | 0
[29 empty] | 0 | 0 | 0 | 0
[29 empty] | 0 | 0 | 0 | 0
[29 empty] | 0 | 0 | 0 | 0
[29 empty] | 0 | 0 | 0 | 0
[29 empty] | 0 | 0 | 0 | 0
[29 empty] | 0 | 0 | 0 | 0
[29 empty] | 0 | 0 | 0 | 0
[29 empty] | 0 | 0 | 0 | 0
[29 empty] | 0 | 0 | 0 | 0
[29 empty] | 0 | 0 | 0 | 0
[29 empty] | 0 | 0 | 0 | 0
[29 empty] | 0 | 0 | 0 | 0
[29 empty] | 0 | 0 | 0 | 0
[29 empty] | 0 | 0 | 0 | 0
[29 empty] | 0 | 0 | 0 | 0
[29 empty] | 0 | 0 | 0 | 0
[29 empty] | 0 | 0 | 0 | 0
[29 empty] | 0 | 0 | 0 | 0
[29 empty] | 0 | 0 | 0 | 0
[29 empty] | 0 | 0 | 0 | 0
[29 empty] | 0 | 0 | 0 | 0
[29 empty] | 0 | 0 | 0 | 0
[29 empty] | 0 | 0 | 0 | 0
[29 empty] | 0 | 0 | 0 | 0
[29 empty] | 0 | 0 | 0 | 0
[29 empty] | 0 | 0 | 0 | 0
[29 empty] | 0 | 0 | 0 | 0
[29 empty] | 0 | 0 | 0 | 0
[29 empty] | 0 | 0 | 0 | 0
[29 empty] | 0 | 0 | 0 | 0
[29 empty] | 0 | 0 | 0 | 0
[29 empty] | 0 | 0 | 0 | 0
[29 empty] | 0 | 0 | 0 | 0
[29 empty] | 0 | 0 | 0 | 0
[29 empty] | 0 | 0 | 0 | 0
[29 empty] | 0 | 0 | 0 | 0
[29 empty] | 0 | 0 | 0 | 0
[29 empty] | 0 | 0 | 0 | 0
[29 empty] | 0 | 0 | 0 | 0
[29 empty] | 0 | 0 | 0 | 0
[29 empty] | 0 | 0 | 0 | 0
[29 empty] | 0 | 0 | 0 | 0
[29 empty] | 0 | 0 | 0 | 0
[29 empty] | 0 | 0 | 0 | 0
[29 empty] | 0 | 0 | 0 | 0
[29 empty] | 0 | 0 | 0 | 0
[29 empty] | 0 | 0 | 0 | 0
[29 empty] | 0 | 0 | 0 | 0
[29 empty] | 0 | 0 | 0 | 0
[29 empty] | 0 | 0 | 0 | 0
[29 empty] | 0 | 0 | 0 | 0
[29 empty] | 0 | 0 | 0 | 0
[29 empty] | 0 | 0 | 0 | 0
[29 empty] | 0 | 0 | 0 | 0
[29 empty] | 0 | 0 | 0 | 0
[29 empty] | 0 | 0 | 0 | 0
[29 empty] | 0 | 0 | 0 | 0
[29 empty] | 0 | 0 | 0 | 0
[29 empty] | 0 | 0 | 0 | 0
[29 empty] | 0 | 0 | 0 | 0
[29 empty] | 0 | 0 | 0 | 0
[29 empty] | 0 | 0 | 0 | 0
[29 empty] | 0 | 0 | 0 | 0
[29 empty] | 0 | 0 | 0 | 0
[29 empty] | 0 | 0 | 0 | 0
[29 empty] | 0 | 0 | 0 | 0
[29 empty] | 0 | 0 | 0 | 0
[29 empty] | 0 | 0 | 0 | 0
[29 empty] | 0 | 0 | 0 | 0
[29 empty] | 0 | 0 | 0 | 0
[29 empty] | 0 | 0 | 0 | 0
[29 empty] | 0 | 0 | 0 | 0
[29 empty] | 0 | 0 | 0 | 0
[29 empty] | 0 | 0 | 0 | 0
[29 empty] | 0 | 0 | 0 | 0
[29 empty] | 0 | 0 | 0 | 0
[29 empty] | 0 | 0 | 0 | 0
[29 empty] | 0 | 0 | 0 | 0
[29 empty] | 0 | 0 | 0 | 0
[29 empty] | 0 | 0 | 0 | 0
[29 empty] | 0 | 0 | 0 | 0
[29 empty] | 0 | 0 | 0 | 0
[29 empty] | 0 | 0 | 0 | 0
[29 empty] | 0 | 0 | 0 | 0
[29 empty] | 0 | 0 | 0 | 0
[29 empty] | 0 | 0 | 0 | 0
[29 empty] | 0 | 0 | 0 | 0
[29 empty] | 0 | 0 | 0 | 0
[29 empty] | 0 | 0 | 0 | 0
[29 empty] | 0 | 0 | 0 | 0
[29 empty] | 0 | 0 | 0 | 0
[29 empty] | 0 | 0 | 0 | 0
[29 empty] | 0 | 0 | 0 | 0
[29 empty] | 0 | 0 | 0 | 0
[29 empty] | 0 | 0 | 0 | 0
[29 empty] | 0 | 0 | 0 | 0
[29 empty] | 0 | 0 | 0 | 0
[29 empty] | 0 | 0 | 0 | 0
[29 empty] | 0 | 0 | 0 | 0
[29 empty] | 0 | 0 | 0 | 0
[29 empty] | 0 | 0 | 0 | 0
[29 empty] | 0 | 0 | 0 | 0
[29 empty] | 0 | 0 | 0 | 0
[29 empty] | 0 | 0 | 0 | 0
[29 empty] | 0 | 0 | 0 | 0
[29 empty] | 0 | 0 | 0 | 0
[29 empty] | 0 | 0 | 0 | 0
[29 empty] | 0 | 0 | 0 | 0
[29 empty] | 0 | 0 | 0 | 0
[29 empty] | 0 | 0 | 0 | 0
[29 empty] | 0 | 0 | 0 | 0
[29 empty] | 0 | 0 | 0 | 0
[29 empty] | 0 | 0 | 0 | 0
[29 empty] | 0 | 0 | 0 | 0
[29 empty] | 0 | 0 | 0 | 0
[29 empty] | 0 | 0 | 0 | 0
[29 empty] | 0 | 0 | 0 | 0
[29 empty] | 0 | 0 | 0 | 0
[29 empty] | 0 | 0 | 0 | 0
[29 empty] | 0 | 0 | 0 | 0
[29 empty] | 0 | 0 | 0 | 0
[29 empty] | 0 | 0 | 0 | 0
[29 empty] | 0 | 0 | 0 | 0
[29 empty] | 0 | 0 | 0 | 0
[29 empty] | 0 | 0 | 0 | 0
[29 empty] | 0 | 0 | 0 | 0
[29 empty] | 0 | 0 | 0 | 0
[29 empty] | 0 | 0 | 0 | 0
[29 empty] | 0 | 0 | 0 | 0
[29 empty] | 0 | 0 | 0 | 0
[29 empty] | 0 | 0 | 0 | 0
[29 empty] | 0 | 0 | 0 | 0
[29 empty] | 0 | 0 | 0 | 0
[29 empty] | 0 | 0 | 0 | 0
[29 empty] | 0 | 0 | 0 | 0
[29 empty] | 0 | 0 | 0 | 0
[29 empty] | 0 | 0 | 0 | 0
[29 empty] | 0 | 0 | 0 | 0
[29 empty] | 0 | 0 | 0 | 0
[29 empty] | 0 | 0 | 0 | 0
[29 empty] | 0 | 0 | 0 | 0
[29 empty] | 0 | 0 | 0 | 0
[29 empty] | 0 | 0 | 0 | 0
[29 empty] | 0 | 0 | 0 | 0
[29 empty] | 0 | 0 | 0 | 0
[29 empty] | 0 | 0 | 0 | 0
[29 empty] | 0 | 0 | 0 | 0
[29 empty] | 0 | 0 | 0 | 0
[29 empty] | 0 | 0 | 0 | 0
[29 empty] | 0 | 0 | 0 | 0
[29 empty] | 0 | 0 | 0 | 0
[29 empty] | 0 | 0 | 0 | 0
[29 empty] | 0 | 0 | 0 | 0
[29 empty] | 0 | 0 | 0 | 0
[29 empty] | 0 | 0 | 0 | 0
[29 empty] | 0 | 0 | 0 | 0
[29 empty] | 0 | 0 | 0 | 0
[29 empty] | 0 | 0 | 0 | 0
[29 empty] | 0 | 0 | 0 | 0
[29 empty] | 0 | 0 | 0 | 0
[29 empty] | 0 | 0 | 0 | 0
[29 empty] | 0 | 0 | 0 | 0
[29 empty] | 0 | 0 | 0 | 0
[29 empty] | 0 | 0 | 0 | 0
[29 empty] | 0 | 0 | 0 | 0
[29 empty] | 0 | 0 | 0 | 0
[29 empty] | 0 | 0 | 0 | 0
[29 empty] | 0 | 0 | 0 | 0
[29 empty] | 0 | 0 | 0 | 0
[29 empty] | 0 | 0 | 0 | 0
[29 empty] | 0 | 0 | 0 | 0
[29 empty] | 0 | 0 | 0 | 0
[29 empty] | 0 | 0 | 0 | 0
[29 empty] | 0 | 0 | 0 | 0
[29 empty] | 0 | 0 | 0 | 0
[29 empty] | 0 | 0 | 0 | 0
[29 empty] | 0 | 0 | 0 | 0
[29 empty] | 0 | 0 | 0 | 0
[29 empty] | 0 | 0 | 0 | 0
[29 empty] | 0 | 0 | 0 | 0
[29 empty] | 0 | 0 | 0 | 0
[29 empty] | 0 | 0 | 0 | 0
[29 empty] | 0 | 0 | 0 | 0
[29 empty] | 0 | 0 | 0 | 0
[29 empty] | 0 | 0 | 0 | 0
[29 empty] | 0 | 0 | 0 | 0
[29 empty] | 0 | 0 | 0 | 0
[29 empty] | 0 | 0 | 0 | 0
[29 empty] | 0 | 0 | 0 | 0
[29 empty] | 0 | 0 | 0 | 0
[29 empty] | 0 | 0 | 0 | 0
[29 empty] | 0 | 0 | 0 | 0
[29 empty] | 0 | 0 | 0 | 0
[29 empty] | 0 | 0 | 0 | 0
[29 empty] | 0 | 0 | 0 | 0
[29 empty] | 0 | 0 | 0 | 0
[29 empty] | 0 | 0 | 0 | 0
[29 empty] | 0 | 0 | 0 | 0
[29 empty] | 0 | 0 | 0 | 0
[29 empty] | 0 | 0 | 0 | 0
[29 empty] | 0 | 0 | 0 | 0
[29 empty] | 0 | 0 | 0 | 0
[29 empty] | 0 | 0 | 0 | 0
[29 empty] | 0 | 0 | 0 | 0
[29 empty] | 0 | 0 | 0 | 0
[29 empty] | 0 | 0 | 0 | 0
[29 empty] | 0 | 0 | 0 | 0
[29 empty] | 0 | 0 | 0 | 0
[29 empty] | 0 | 0 | 0 | 0
[29 empty] | 0 | 0 | 0 | 0
[29 empty] | 0 | 0 | 0 | 0
[29 empty] | 0 | 0 | 0 | 0
[29 empty] | 0 | 0 | 0 | 0
[29 empty] | 0 | 0 | 0 | 0
[29 empty] | 0 | 0 | 0 | 0
[29 empty] | 0 | 0 | 0 | 0
[29 empty] | 0 | 0 | 0 | 0
[29 empty] | 0 | 0 | 0 | 0
[29 empty] | 0 | 0 | 0 | 0
[29 empty] | 0 | 0 | 0 | 0
[29 empty] | 0 | 0 | 0 | 0
[29 empty] | 0 | 0 | 0 | 0
[29 empty] | 0 | 0 | 0 | 0
[29 empty] | 0 | 0 | 0 | 0
[29 empty] | 0 | 0 | 0 | 0
[29 empty] | 0 | 0 | 0 | 0
[29 empty] | 0 | 0 | 0 | 0
[29 empty] | 0 | 0 | 0 | 0
[29 empty] | 0 | 0 | 0 | 0
[29 empty] | 0 | 0 | 0 | 0
[29 empty] | 0 | 0 | 0 | 0
[29 empty] | 0 | 0 | 0 | 0
[29 empty] | 0 | 0 | 0 | 0
[29 empty] | 0 | 0 | 0 | 0
[29 empty] | 0 | 0 | 0 | 0
[29 empty] | 0 | 0 | 0 | 0
[29 empty] | 0 | 0 | 0 | 0
[29 empty] | 0 | 0 | 0 | 0
[29 empty] | 0 | 0 | 0 | 0
[29 empty] | 0 | 0 | 0 | 0
[29 empty] | 0 | 0 | 0 | 0
[29 empty] | 0 | 0 | 0 | 0
[29 empty] | 0 | 0 | 0 | 0
[29 empty] | 0 | 0 | 0 | 0
[29 empty] | 0 | 0 | 0 | 0
[29 empty] | 0 | 0 | 0 | 0
[29 empty] | 0 | 0 | 0 | 0
[29 empty] | 0 | 0 | 0 | 0
[29 empty] | 0 | 0 | 0 | 0
[29 empty] | 0 | 0 | 0 | 0
[29 empty] | 0 | 0 | 0 | 0
[29 empty] | 0 | 0 | 0 | 0
[29 empty] | 0 | 0 | 0 | 0
[29 empty] | 0 | 0 | 0 | 0
[29 empty] | 0 | 0 | 0 | 0
[29 empty] | 0 | 0 | 0 | 0
[29 empty] | 0 | 0 | 0 | 0
[29 empty] | 0 | 0 | 0 | 0
[29 empty] | 0 | 0 | 0 | 0
[29 empty] | 0 | 0 | 0 | 0
[29 empty] | 0 | 0 | 0 | 0
[29 empty] | 0 | 0 | 0 | 0
[29 empty] | 0 | 0 | 0 | 0
[29 empty] | 0 | 0 | 0 | 0
[29 empty] | 0 | 0 | 0 | 0
[29 empty] | 0 | 0 | 0 | 0
[29 empty] | 0 | 0 | 0 | 0
[29 empty] | 0 | 0 | 0 | 0
[29 empty] | 0 | 0 | 0 | 0
[29 empty] | 0 | 0 | 0 | 0
[29 empty] | 0 | 0 | 0 | 0
[29 empty] | 0 | 0 | 0 | 0
[29 empty] | 0 | 0 | 0 | 0
[29 empty] | 0 | 0 | 0 | 0
[29 empty] | 0 | 0 | 0 | 0
[29 empty] | 0 | 0 | 0 | 0
[29 empty] | 0 | 0 | 0 | 0
[29 empty] | 0 | 0 | 0 | 0
[29 empty] | 0 | 0 | 0 | 0
[29 empty] | 0 | 0 | 0 | 0
[29 empty] | 0 | 0 | 0 | 0
[29 empty] | 0 | 0 | 0 | 0
[29 empty] | 0 | 0 | 0 | 0
[29 empty] | 0 | 0 | 0 | 0
[29 empty] | 0 | 0 | 0 | 0
[29 empty] | 0 | 0 | 0 | 0
[29 empty] | 0 | 0 | 0 | 0
[29 empty] | 0 | 0 | 0 | 0
[29 empty] | 0 | 0 | 0 | 0
[29 empty] | 0 | 0 | 0 | 0
[29 empty] | 0 | 0 | 0 | 0
[29 empty] | 0 | 0 | 0 | 0
[29 empty] | 0 | 0 | 0 | 0
[29 empty] | 0 | 0 | 0 | 0
[29 empty] | 0 | 0 | 0 | 0
[29 empty] | 0 | 0 | 0 | 0
[29 empty] | 0 | 0 | 0 | 0
[29 empty] | 0 | 0 | 0 | 0
[29 empty] | 0 | 0 | 0 | 0
[29 empty] | 0 | 0 | 0 | 0
[29 empty] | 0 | 0 | 0 | 0
[29 empty] | 0 | 0 | 0 | 0
[29 empty] | 0 | 0 | 0 | 0
[29 empty] | 0 | 0 | 0 | 0
[29 empty] | 0 | 0 | 0 | 0
[29 empty] | 0 | 0 | 0 | 0
[29 empty] | 0 | 0 | 0 | 0
[29 empty] | 0 | 0 | 0 | 0
[29 empty] | 0 | 0 | 0 | 0
[29 empty] | 0 | 0 | 0 | 0
[29 empty] | 0 | 0 | 0 | 0
[29 empty] | 0 | 0 | 0 | 0
[29 empty] | 0 | 0 | 0 | 0
[29 empty] | 0 | 0 | 0 | 0
[29 empty] | 0 | 0 | 0 | 0
[29 empty] | 0 | 0 | 0 | 0
[29 empty] | 0 | 0 | 0 | 0
[29 empty] | 0 | 0 | 0 | 0
[29 empty] | 0 | 0 | 0 | 0
[29 empty] | 0 | 0 | 0 | 0
[29 empty] | 0 | 0 | 0 | 0
[29 empty] | 0 | 0 | 0 | 0
[29 empty] | 0 | 0 | 0 | 0
[29 empty] | 0 | 0 | 0 | 0
[29 empty] | 0 | 0 | 0 | 0
[29 empty] | 0 | 0 | 0 | 0
[29 empty] | 0 | 0 | 0 | 0
[29 empty] | 0 | 0 | 0 | 0
[29 empty] | 0 | 0 | 0 | 0
[29 empty] | 0 | 0 | 0 | 0
[29 empty] | 0 | 0 | 0 | 0
[29 empty] | 0 | 0 | 0 | 0
[29 empty] | 0 | 0 | 0 | 0
[29 empty] | 0 | 0 | 0 | 0
[29 empty] | 0 | 0 | 0 | 0
[29 empty] | 0 | 0 | 0 | 0
[29 empty] | 0 | 0 | 0 | 0
[29 empty] | 0 | 0 | 0 | 0
[29 empty] | 0 | 0 | 0 | 0
[29 empty] | 0 | 0 | 0 | 0
[29 empty] | 0 | 0 | 0 | 0
[29 empty] | 0 | 0 | 0 | 0
[29 empty] | 0 | 0 | 0 | 0
[29 empty] | 0 | 0 | 0 | 0
[29 empty] | 0 | 0 | 0 | 0
[29 empty] | 0 | 0 | 0 | 0
[29 empty] | 0 | 0 | 0 | 0
[29 empty] | 0 | 0 | 0 | 0
[29 empty] | 0 | 0 | 0 | 0
[29 empty] | 0 | 0 | 0 | 0
[29 empty] | 0 | 0 | 0 | 0
[29 empty] | 0 | 0 | 0 | 0
[29 empty] | 0 | 0 | 0 | 0
[29 empty] | 0 | 0 | 0 | 0
[29 empty] | 0 | 0 | 0 | 0
[29 empty] | 0 | 0 | 0 | 0
[29 empty] | 0 | 0 | 0 | 0
[29 empty] | 0 | 0 | 0 | 0
[29 empty] | 0 | 0 | 0 | 0
[29 empty] | 0 | 0 | 0 | 0
[29 empty] | 0 | 0 | 0 | 0
[29 empty] | 0 | 0 | 0 | 0
[29 empty] | 0 | 0 | 0 | 0
[29 empty] | 0 | 0 | 0 | 0
[29 empty] | 0 | 0 | 0 | 0
[29 empty] | 0 | 0 | 0 | 0
[29 empty] | 0 | 0 | 0 | 0
[29 empty] | 0 | 0 | 0 | 0
[29 empty] | 0 | 0 | 0 | 0
[29 empty] | 0 | 0 | 0 | 0
[29 empty] | 0 | 0 | 0 | 0
[29 empty] | 0 | 0 | 0 | 0
[29 empty] | 0 | 0 | 0 | 0
[29 empty] | 0 | 0 | 0 | 0
[29 empty] | 0 | 0 | 0 | 0
[29 empty] | 0 | 0 | 0 | 0
[29 empty] | 0 | 0 | 0 | 0
[29 empty] | 0 | 0 | 0 | 0
[29 empty] | 0 | 0 | 0 | 0
[29 empty] | 0 | 0 | 0 | 0
[29 empty] | 0 | 0 | 0 | 0
[29 empty] | 0 | 0 | 0 | 0
[29 empty] | 0 | 0 | 0 | 0
[29 empty] | 0 | 0 | 0 | 0
[29 empty] | 0 | 0 | 0 | 0
[29 empty] | 0 | 0 | 0 | 0
[29 empty] | 0 | 0 | 0 | 0
[29 empty] | 0 | 0 | 0 | 0
[29 empty] | 0 | 0 | 0 | 0
[29 empty] | 0 | 0 | 0 | 0
[29 empty] | 0 | 0 | 0 | 0
[29 empty] | 0 | 0 | 0 | 0
[29 empty] | 0 | 0 | 0 | 0
[29 empty] | 0 | 0 | 0 | 0
[29 empty] | 0 | 0 | 0 | 0
[29 empty] | 0 | 0 | 0 | 0
[29 empty] | 0 | 0 | 0 | 0
[29 empty] | 0 | 0 | 0 | 0
[29 empty] | 0 | 0 | 0 | 0
[29 empty] | 0 | 0 | 0 | 0
[29 empty] | 0 | 0 | 0 | 0
[29 empty] | 0 | 0 | 0 | 0
[29 empty] | 0 | 0 | 0 | 0
[29 empty] | 0 | 0 | 0 | 0
[29 empty] | 0 | 0 | 0 | 0
[29 empty] | 0 | 0 | 0 | 0
[29 empty] | 0 | 0 | 0 | 0
[29 empty] | 0 | 0 | 0 | 0
[29 empty] | 0 | 0 | 0 | 0
[29 empty] | 0 | 0 | 0 | 0
[29 empty] | 0 | 0 | 0 | 0
[29 empty] | 0 | 0 | 0 | 0
[29 empty] | 0 | 0 | 0 | 0
[29 empty] | 0 | 0 | 0 | 0
[29 empty] | 0 | 0 | 0 | 0
[29 empty] | 0 | 0 | 0 | 0
[29 empty] | 0 | 0 | 0 | 0
[29 empty] | 0 | 0 | 0 | 0
[29 empty] | 0 | 0 | 0 | 0
[29 empty] | 0 | 0 | 0 | 0
[29 empty] | 0 | 0 | 0 | 0
[29 empty] | 0 | 0 | 0 | 0
[29 empty] | 0 | 0 | 0 | 0
[29 empty] | 0 | 0 | 0 | 0
[29 empty] | 0 | 0 | 0 | 0
[29 empty] | 0 | 0 | 0 | 0
[29 empty] | 0 | 0 | 0 | 0
[29 empty] | 0 | 0 | 0 | 0
[29 empty] | 0 | 0 | 0 | 0
[29 empty] | 0 | 0 | 0 | 0
[29 empty] | 0 | 0 | 0 | 0
[29 empty] | 0 | 0 | 0 | 0
[29 empty] | 0 | 0 | 0 | 0
[29 empty] | 0 | 0 | 0 | 0
[29 empty] | 0 | 0 | 0 | 0
[29 empty] | 0 | 0 | 0 | 0
[29 empty] | 0 | 0 | 0 | 0
[29 empty] | 0 | 0 | 0 | 0
[29 empty] | 0 | 0 | 0 | 0
[29 empty] | 0 | 0 | 0 | 0
[29 empty] | 0 | 0 | 0 | 0
[29 empty] | 0 | 0 | 0 | 0
[29 empty] | 0 | 0 | 0 | 0
[29 empty] | 0 | 0 | 0 | 0
[29 empty] | 0 | 0 | 0 | 0
[29 empty] | 0 | 0 | 0 | 0
[29 empty] | 0 | 0 | 0 | 0
[29 empty] | 0 | 0 | 0 | 0
[29 empty] | 0 | 0 | 0 | 0
[29 empty] | 0 | 0 | 0 | 0
[29 empty] | 0 | 0 | 0 | 0
[29 empty] | 0 | 0 | 0 | 0
[29 empty] | 0 | 0 | 0 | 0
[29 empty] | 0 | 0 | 0 | 0
[29 empty] | 0 | 0 | 0 | 0
[29 empty] | 0 | 0 | 0 | 0
[29 empty] | 0 | 0 | 0 | 0
[29 empty] | 0 | 0 | 0 | 0
[29 empty] | 0 | 0 | 0 | 0
[29 empty] | 0 | 0 | 0 | 0
[29 empty] | 0 | 0 | 0 | 0
[29 empty] | 0 | 0 | 0 | 0
[29 empty] | 0 | 0 | 0 | 0
[29 empty] | 0 | 0 | 0 | 0
[29 empty] | 0 | 0 | 0 | 0
[29 empty] | 0 | 0 | 0 | 0
[29 empty] | 0 | 0 | 0 | 0
[29 empty] | 0 | 0 | 0 | 0
[29 empty] | 0 | 0 | 0 | 0
[29 empty] | 0 | 0 | 0 | 0
[29 empty] | 0 | 0 | 0 | 0
[29 empty] | 0 | 0 | 0 | 0
[29 empty] | 0 | 0 | 0 | 0
[29 empty] | 0 | 0 | 0 | 0
[29 empty] | 0 | 0 | 0 | 0
[29 empty] | 0 | 0 | 0 | 0
[29 empty] | 0 | 0 | 0 | 0
[29 empty] | 0 | 0 | 0 | 0
[29 empty] | 0 | 0 | 0 | 0
[29 empty] | 0 | 0 | 0 | 0
[29 empty] | 0 | 0 | 0 | 0
[29 empty] | 0 | 0 | 0 | 0
[29 empty] | 0 | 0 | 0 | 0
[29 empty] | 0 | 0 | 0 | 0
[29 empty] | 0 | 0 | 0 | 0
[29 empty] | 0 | 0 | 0 | 0
[29 empty] | 0 | 0 | 0 | 0
[29 empty] | 0 | 0 | 0 | 0
[29 empty] | 0 | 0 | 0 | 0
[29 empty] | 0 | 0 | 0 | 0
[29 empty] | 0 | 0 | 0 | 0
[29 empty] | 0 | 0 | 0 | 0
[29 empty] | 0 | 0 | 0 | 0
[29 empty] | 0 | 0 | 0 | 0
[29 empty] | 0 | 0 | 0 | 0
[29 empty] | 0 | 0 | 0 | 0
[29 empty] | 0 | 0 | 0 | 0
[29 empty] | 0 | 0 | 0 | 0
[29 empty] | 0 | 0 | 0 | 0
[29 empty] | 0 | 0 | 0 | 0
[29 empty] | 0 | 0 | 0 | 0
[29 empty] | 0 | 0 | 0 | 0
[29 empty] | 0 | 0 | 0 | 0
[29 empty] | 0 | 0 | 0 | 0
[29 empty] | 0 | 0 | 0 | 0
[29 empty] | 0 | 0 | 0 | 0
[29 empty] | 0 | 0 | 0 | 0
[29 empty] | 0 | 0 | 0 | 0
[29 empty] | 0 | 0 | 0 | 0
[29 empty] | 0 | 0 | 0 | 0
[29 empty] | 0 | 0 | 0 | 0
[29 empty] | 0 | 0 | 0 | 0
[29 empty] | 0 | 0 | 0 | 0
[29 empty] | 0 | 0 | 0 | 0
[29 empty] | 0 | 0 | 0 | 0
[29 empty] | 0 | 0 | 0 | 0
[29 empty] | 0 | 0 | 0 | 0
[29 empty] | 0 | 0 | 0 | 0
[29 empty] | 0 | 0 | 0 | 0
[29 empty] | 0 | 0 | 0 | 0
[29 empty] | 0 | 0 | 0 | 0
[29 empty] | 0 | 0 | 0 | 0
[29 empty] | 0 | 0 | 0 | 0
[29 empty] | 0 | 0 | 0 | 0
[29 empty] | 0 | 0 | 0 | 0
[29 empty] | 0 | 0 | 0 | 0
[29 empty] | 0 | 0 | 0 | 0
[29 empty] | 0 | 0 | 0 | 0
[29 empty] | 0 | 0 | 0 | 0
[29 empty] | 0 | 0 | 0 | 0
[29 empty] | 0 | 0 | 0 | 0
[29 empty] | 0 | 0 | 0 | 0
[29 empty] | 0 | 0 | 0 | 0
[29 empty] | 0 | 0 | 0 | 0
[29 empty] | 0 | 0 | 0 | 0
[29 empty] | 0 | 0 | 0 | 0
[29 empty] | 0 | 0 | 0 | 0
[29 empty] | 0 | 0 | 0 | 0
[29 empty] | 0 | 0 | 0 | 0
[29 empty] | 0 | 0 | 0 | 0
[29 empty] | 0 | 0 | 0 | 0
[29 empty] | 0 | 0 | 0 | 0
[29 empty] | 0 | 0 | 0 | 0
[29 empty] | 0 | 0 | 0 | 0
[29 empty] | 0 | 0 | 0 | 0
[29 empty] | 0 | 0 | 0 | 0
[29 empty] | 0 | 0 | 0 | 0
[29 empty] | 0 | 0 | 0 | 0
[29 empty] | 0 | 0 | 0 | 0
[29 empty] | 0 | 0 | 0 | 0
[29 empty] | 0 | 0 | 0 | 0
[29 empty] | 0 | 0 | 0 | 0
[29 empty] | 0 | 0 | 0 | 0
[29 empty] | 0 | 0 | 0 | 0
[29 empty] | 0 | 0 | 0 | 0
[29 empty] | 0 | 0 | 0 | 0
[29 empty] | 0 | 0 | 0 | 0
[29 empty] | 0 | 0 | 0 | 0
[29 empty] | 0 | 0 | 0 | 0
[29 empty] | 0 | 0 | 0 | 0
[29 empty] | 0 | 0 | 0 | 0
[29 empty] | 0 | 0 | 0 | 0
[29 empty] | 0 | 0 | 0 | 0
[29 empty] | 0 | 0 | 0 | 0
[29 empty] | 0 | 0 | 0 | 0
[29 empty] | 0 | 0 | 0 | 0
[29 empty] | 0 | 0 | 0 | 0
[29 empty] | 0 | 0 | 0 | 0
[29 empty] | 0 | 0 | 0 | 0
[29 empty] | 0 | 0 | 0 | 0
[29 empty] | 0 | 0 | 0 | 0
[29 empty] | 0 | 0 | 0 | 0
[29 empty] | 0 | 0 | 0 | 0
[29 empty] | 0 | 0 | 0 | 0
[29 empty] | 0 | 0 | 0 | 0
[29 empty] | 0 | 0 | 0 | 0
[29 empty] | 0 | 0 | 0 | 0
[29 empty] | 0 | 0 | 0 | 0
[29 empty] | 0 | 0 | 0 | 0
[29 empty] | 0 | 0 | 0 | 0
[29 empty] | 0 | 0 | 0 | 0
[29 empty] | 0 | 0 | 0 | 0
[29 empty] | 0 | 0 | 0 | 0
[29 empty] | 0 | 0 | 0 | 0
[29 empty] | 0 | 0 | 0 | 0
[29 empty] | 0 | 0 | 0 | 0
[29 empty] | 0 | 0 | 0 | 0
[29 empty] | 0 | 0 | 0 | 0
[29 empty] | 0 | 0 | 0 | 0
[29 empty] | 0 | 0 | 0 | 0
[29 empty] | 0 | 0 | 0 | 0
[29 empty] | 0 | 0 | 0 | 0
[29 empty] | 0 | 0 | 0 | 0
[29 empty] | 0 | 0 | 0 | 0
[29 empty] | 0 | 0 | 0 | 0
[29 empty] | 0 | 0 | 0 | 0
[29 empty] | 0 | 0 | 0 | 0
[29 empty] | 0 | 0 | 0 | 0
[29 empty] | 0 | 0 | 0 | 0
[29 empty] | 0 | 0 | 0 | 0
[29 empty] | 0 | 0 | 0 | 0
[29 empty] | 0 | 0 | 0 | 0
[29 empty] | 0 | 0 | 0 | 0
[29 empty] | 0 | 0 | 0 | 0
[29 empty] | 0 | 0 | 0 | 0
[29 empty] | 0 | 0 | 0 | 0
[29 empty] | 0 | 0 | 0 | 0
[29 empty] | 0 | 0 | 0 | 0
[29 empty] | 0 | 0 | 0 | 0
[29 empty] | 0 | 0 | 0 | 0
[29 empty] | 0 | 0 | 0 | 0
[29 empty] | 0 | 0 | 0 | 0
[29 empty] | 0 | 0 | 0 | 0
[29 empty] | 0 | 0 | 0 | 0
[29 empty] | 0 | 0 | 0 | 0
[29 empty] | 0 | 0 | 0 | 0
[29 empty] | 0 | 0 | 0 | 0
[29 empty] | 0 | 0 | 0 | 0
[29 empty] | 0 | 0 | 0 | 0
[29 empty] | 0 | 0 | 0 | 0
[29 empty] | 0 | 0 | 0 | 0
[29 empty] | 0 | 0 | 0 | 0
[29 empty] | 0 | 0 | 0 | 0
[29 empty] | 0 | 0 | 0 | 0
[29 empty] | 0 | 0 | 0 | 0
[29 empty] | 0 | 0 | 0 | 0
[29 empty] | 0 | 0 | 0 | 0
[29 empty] | 0 | 0 | 0 | 0
[29 empty] | 0 | 0 | 0 | 0
[29 empty] | 0 | 0 | 0 | 0
[29 empty] | 0 | 0 | 0 | 0
[29 empty] | 0 | 0 | 0 | 0
[29 empty] | 0 | 0 | 0 | 0
[29 empty] | 0 | 0 | 0 | 0
[29 empty] | 0 | 0 | 0 | 0
[29 empty] | 0 | 0 | 0 | 0
[29 empty] | 0 | 0 | 0 | 0
[29 empty] | 0 | 0 | 0 | 0
[29 empty] | 0 | 0 | 0 | 0
[29 empty] | 0 | 0 | 0 | 0
[29 empty] | 0 | 0 | 0 | 0
[29 empty] | 0 | 0 | 0 | 0
[29 empty] | 0 | 0 | 0 | 0
[29 empty] | 0 | 0 | 0 | 0
[29 empty] | 0 | 0 | 0 | 0
[29 empty] | 0 | 0 | 0 | 0
[29 empty] | 0 | 0 | 0 | 0
[29 empty] | 0 | 0 | 0 | 0
[29 empty] | 0 | 0 | 0 | 0
[29 empty] | 0 | 0 | 0 | 0
[29 empty] | 0 | 0 | 0 | 0
[29 empty] | 0 | 0 | 0 | 0
[29 empty] | 0 | 0 | 0 | 0
[29 empty] | 0 | 0 | 0 | 0
[29 empty] | 0 | 0 | 0 | 0
[29 empty] | 0 | 0 | 0 | 0
[29 empty] | 0 | 0 | 0 | 0
[29 empty] | 0 | 0 | 0 | 0
[29 empty] | 0 | 0 | 0 | 0
[29 empty] | 0 | 0 | 0 | 0
[29 empty] | 0 | 0 | 0 | 0
[29 empty] | 0 | 0 | 0 | 0
[29 empty] | 0 | 0 | 0 | 0
[29 empty] | 0 | 0 | 0 | 0
[29 empty] | 0 | 0 | 0 | 0
[29 empty] | 0 | 0 | 0 | 0
[29 empty] | 0 | 0 | 0 | 0
[29 empty] | 0 | 0 | 0 | 0
[29 empty] | 0 | 0 | 0 | 0
[29 empty] | 0 | 0 | 0 | 0
[29 empty] | 0 | 0 | 0 | 0
[29 empty] | 0 | 0 | 0 | 0
[29 empty] | 0 | 0 | 0 | 0
[29 empty] | 0 | 0 | 0 | 0
[29 empty] | 0 | 0 | 0 | 0
[29 empty] | 0 | 0 | 0 | 0
[29 empty] | 0 | 0 | 0 | 0
[29 empty] | 0 | 0 | 0 | 0
[29 empty] | 0 | 0 | 0 | 0
[29 empty] | 0 | 0 | 0 | 0
[29 empty] | 0 | 0 | 0 | 0
[29 empty] | 0 | 0 | 0 | 0
[29 empty] | 0 | 0 | 0 | 0
[29 empty] | 0 | 0 | 0 | 0
[29 empty] | 0 | 0 | 0 | 0
[29 empty] | 0 | 0 | 0 | 0
[29 empty] | 0 | 0 | 0 | 0
[29 empty] | 0 | 0 | 0 | 0
[29 empty] | 0 | 0 | 0 | 0
[29 empty] | 0 | 0 | 0 | 0
[29 empty] | 0 | 0 | 0 | 0
[29 empty] | 0 | 0 | 0 | 0
[29 empty] | 0 | 0 | 0 | 0
[29 empty] | 0 | 0 | 0 | 0
[29 empty] | 0 | 0 | 0 | 0
[29 empty] | 0 | 0 | 0 | 0
[29 empty] | 0 | 0 | 0 | 0
[29 empty] | 0 | 0 | 0 | 0
[29 empty] | 0 | 0 | 0 | 0
[29 empty] | 0 | 0 | 0 | 0
[29 empty] | 0 | 0 | 0 | 0
[29 empty] | 0 | 0 | 0 | 0
[29 empty] | 0 | 0 | 0 | 0
[29 empty] | 0 | 0 | 0 | 0
[29 empty] | 0 | 0 | 0 | 0
[29 empty] | 0 | 0 | 0 | 0
[29 empty] | 0 | 0 | 0 | 0
[29 empty] | 0 | 0 | 0 | 0
[29 empty] | 0 | 0 | 0 | 0
[29 empty] | 0 | 0 | 0 | 0
[29 empty] | 0 | 0 | 0 | 0
[29 empty] | 0 | 0 | 0 | 0
[29 empty] | 0 | 0 | 0 | 0
[29 empty] | 0 | 0 | 0 | 0
[29 empty] | 0 | 0 | 0 | 0
[29 empty] | 0 | 0 | 0 | 0
[29 empty] | 0 | 0 | 0 | 0
[29 empty] | 0 | 0 | 0 | 0
[29 empty] | 0 | 0 | 0 | 0
[29 empty] | 0 | 0 | 0 | 0
[29 empty] | 0 | 0 | 0 | 0
[29 empty] | 0 | 0 | 0 | 0
[29 empty] | 0 | 0 | 0 | 0
[29 empty] | 0 | 0 | 0 | 0
[29 empty] | 0 | 0 | 0 | 0
[29 empty] | 0 | 0 | 0 | 0
[29 empty] | 0 | 0 | 0 | 0
[29 empty] | 0 | 0 | 0 | 0
[29 empty] | 0 | 0 | 0 | 0
[29 empty] | 0 | 0 | 0 | 0
[29 empty] | 0 | 0 | 0 | 0
[29 empty] | 0 | 0 | 0 | 0
[29 empty] | 0 | 0 | 0 | 0
[29 empty] | 0 | 0 | 0 | 0
[29 empty] | 0 | 0 | 0 | 0
[29 empty] | 0 | 0 | 0 | 0
[29 empty] | 0 | 0 | 0 | 0
[29 empty] | 0 | 0 | 0 | 0
[29 empty] | 0 | 0 | 0 | 0
[29 empty] | 0 | 0 | 0 | 0
[29 empty] | 0 | 0 | 0 | 0
[29 empty] | 0 | 0 | 0 | 0
[29 empty] | 0 | 0 | 0 | 0
[29 empty] | 0 | 0 | 0 | 0
[29 empty] | 0 | 0 | 0 | 0
[29 empty] | 0 | 0 | 0 | 0
[29 empty] | 0 | 0 | 0 | 0
[29 empty] | 0 | 0 | 0 | 0
[29 empty] | 0 | 0 | 0 | 0
[29 empty] | 0 | 0 | 0 | 0
[29 empty] | 0 | 0 | 0 | 0
[29 empty] | 0 | 0 | 0 | 0
[29 empty] | 0 | 0 | 0 | 0
[29 empty] | 0 | 0 | 0 | 0
[29 empty] | 0 | 0 | 0 | 0
[29 empty] | 0 | 0 | 0 | 0
[29 empty] | 0 | 0 | 0 | 0
[29 empty] | 0 | 0 | 0 | 0
[29 empty] | 0 | 0 | 0 | 0
[29 empty] | 0 | 0 | 0 | 0
[29 empty] | 0 | 0 | 0 | 0
[29 empty] | 0 | 0 | 0 | 0
[29 empty] | 0 | 0 | 0 | 0
[29 empty] | 0 | 0 | 0 | 0
[29 empty] | 0 | 0 | 0 | 0
[29 empty] | 0 | 0 | 0 | 0
[29 empty] | 0 | 0 | 0 | 0
[29 empty] | 0 | 0 | 0 | 0
[29 empty] | 0 | 0 | 0 | 0
[29 empty] | 0 | 0 | 0 | 0
[29 empty] | 0 | 0 | 0 | 0
[29 empty] | 0 | 0 | 0 | 0
[29 empty] | 0 | 0 | 0 | 0
[29 empty] | 0 | 0 | 0 | 0
[29 empty] | 0 | 0 | 0 | 0
[29 empty] | 0 | 0 | 0 | 0
[29 empty] | 0 | 0 | 0 | 0
[29 empty] | 0 | 0 | 0 | 0
[29 empty] | 0 | 0 | 0 | 0
[29 empty] | 0 | 0 | 0 | 0
[29 empty] | 0 | 0 | 0 | 0
[29 empty] | 0 | 0 | 0 | 0
[29 empty] | 0 | 0 | 0 | 0
[29 empty] | 0 | 0 | 0 | 0
[29 empty] | 0 | 0 | 0 | 0
[29 empty] | 0 | 0 | 0 | 0
[29 empty] | 0 | 0 | 0 | 0
[29 empty] | 0 | 0 | 0 | 0
[29 empty] | 0 | 0 | 0 | 0
[29 empty] | 0 | 0 | 0 | 0
[29 empty] | 0 | 0 | 0 | 0
[29 empty] | 0 | 0 | 0 | 0
[29 empty] | 0 | 0 | 0 | 0
[29 empty] | 0 | 0 | 0 | 0
[29 empty] | 0 | 0 | 0 | 0
[29 empty] | 0 | 0 | 0 | 0
[29 empty] | 0 | 0 | 0 | 0
[29 empty] | 0 | 0 | 0 | 0
[29 empty] | 0 | 0 | 0 | 0
[29 empty] | 0 | 0 | 0 | 0
[29 empty] | 0 | 0 | 0 | 0
[29 empty] | 0 | 0 | 0 | 0
[29 empty] | 0 | 0 | 0 | 0
[29 empty] | 0 | 0 | 0 | 0
[29 empty] | 0 | 0 | 0 | 0
[29 empty] | 0 | 0 | 0 | 0
[29 empty] | 0 | 0 | 0 | 0
[29 empty] | 0 | 0 | 0 | 0
[29 empty] | 0 | 0 | 0 | 0
[29 empty] | 0 | 0 | 0 | 0
[29 empty] | 0 | 0 | 0 | 0
[29 empty] | 0 | 0 | 0 | 0
[29 empty] | 0 | 0 | 0 | 0
[29 empty] | 0 | 0 | 0 | 0
[29 empty] | 0 | 0 | 0 | 0
[29 empty] | 0 | 0 | 0 | 0
[29 empty] | 0 | 0 | 0 | 0
[29 empty] | 0 | 0 | 0 | 0
[29 empty] | 0 | 0 | 0 | 0
[29 empty] | 0 | 0 | 0 | 0
[29 empty] | 0 | 0 | 0 | 0
[29 empty] | 0 | 0 | 0 | 0
[29 empty] | 0 | 0 | 0 | 0
[29 empty] | 0 | 0 | 0 | 0
[29 empty] | 0 | 0 | 0 | 0
[29 empty] | 0 | 0 | 0 | 0
[29 empty] | 0 | 0 | 0 | 0
[29 empty] | 0 | 0 | 0 | 0
[29 empty] | 0 | 0 | 0 | 0
[29 empty] | 0 | 0 | 0 | 0
[29 empty] | 0 | 0 | 0 | 0
[29 empty] | 0 | 0 | 0 | 0
[29 empty] | 0 | 0 | 0 | 0
[29 empty] | 0 | 0 | 0 | 0
[29 empty] | 0 | 0 | 0 | 0
[29 empty] | 0 | 0 | 0 | 0
[29 empty] | 0 | 0 | 0 | 0
[29 empty] | 0 | 0 | 0 | 0
[29 empty] | 0 | 0 | 0 | 0
[29 empty] | 0 | 0 | 0 | 0
[29 empty] | 0 | 0 | 0 | 0
[29 empty] | 0 | 0 | 0 | 0
[29 empty] | 0 | 0 | 0 | 0
[29 empty] | 0 | 0 | 0 | 0
[29 empty] | 0 | 0 | 0 | 0
[29 empty] | 0 | 0 | 0 | 0
[29 empty] | 0 | 0 | 0 | 0
[29 empty] | 0 | 0 | 0 | 0
[29 empty] | 0 | 0 | 0 | 0
[29 empty] | 0 | 0 | 0 | 0
[29 empty] | 0 | 0 | 0 | 0
[29 empty] | 0 | 0 | 0 | 0
[29 empty] | 0 | 0 | 0 | 0
[29 empty] | 0 | 0 | 0 | 0
[29 empty] | 0 | 0 | 0 | 0
[29 empty] | 0 | 0 | 0 | 0
[29 empty] | 0 | 0 | 0 | 0
[29 empty] | 0 | 0 | 0 | 0
[29 empty] | 0 | 0 | 0 | 0
[29 empty] | 0 | 0 | 0 | 0
[29 empty] | 0 | 0 | 0 | 0
[29 empty] | 0 | 0 | 0 | 0
[29 empty] | 0 | 0 | 0 | 0
[29 empty] | 0 | 0 | 0 | 0
[29 empty] | 0 | 0 | 0 | 0
[29 empty] | 0 | 0 | 0 | 0
[29 empty] | 0 | 0 | 0 | 0
[29 empty] | 0 | 0 | 0 | 0
[29 empty] | 0 | 0 | 0 | 0
[29 empty] | 0 | 0 | 0 | 0
[29 empty] | 0 | 0 | 0 | 0
[29 empty] | 0 | 0 | 0 | 0
[29 empty] | 0 | 0 | 0 | 0
[29 empty] | 0 | 0 | 0 | 0
[29 empty] | 0 | 0 | 0 | 0
[29 empty] | 0 | 0 | 0 | 0
[29 empty] | 0 | 0 | 0 | 0
[29 empty] | 0 | 0 | 0 | 0
[29 empty] | 0 | 0 | 0 | 0
[29 empty] | 0 | 0 | 0 | 0
[29 empty] | 0 | 0 | 0 | 0
[29 empty] | 0 | 0 | 0 | 0
[29 empty] | 0 | 0 | 0 | 0
[29 empty] | 0 | 0 | 0 | 0
[29 empty] | 0 | 0 | 0 | 0
[29 empty] | 0 | 0 | 0 | 0
[29 empty] | 0 | 0 | 0 | 0
[29 empty] | 0 | 0 | 0 | 0
[29 empty] | 0 | 0 | 0 | 0
[29 empty] | 0 | 0 | 0 | 0
[29 empty] | 0 | 0 | 0 | 0
[29 empty] | 0 | 0 | 0 | 0
[29 empty] | 0 | 0 | 0 | 0
[29 empty] | 0 | 0 | 0 | 0
[29 empty] | 0 | 0 | 0 | 0
[29 empty] | 0 | 0 | 0 | 0
[29 empty] | 0 | 0 | 0 | 0
[29 empty] | 0 | 0 | 0 | 0
[29 empty] | 0 | 0 | 0 | 0
[29 empty] | 0 | 0 | 0 | 0
[29 empty] | 0 | 0 | 0 | 0
[29 empty] | 0 | 0 | 0 | 0
[29 empty] | 0 | 0 | 0 | 0
[29 empty] | 0 | 0 | 0 | 0
[29 empty] | 0 | 0 | 0 | 0
[29 empty] | 0 | 0 | 0 | 0
[29 empty] | 0 | 0 | 0 | 0
[29 empty] | 0 | 0 | 0 | 0
[29 empty] | 0 | 0 | 0 | 0
[29 empty] | 0 | 0 | 0 | 0
[29 empty] | 0 | 0 | 0 | 0
[29 empty] | 0 | 0 | 0 | 0
[29 empty] | 0 | 0 | 0 | 0
[29 empty] | 0 | 0 | 0 | 0
[29 empty] | 0 | 0 | 0 | 0
[29 empty] | 0 | 0 | 0 | 0
[29 empty] | 0 | 0 | 0 | 0
[29 empty] | 0 | 0 | 0 | 0
[29 empty] | 0 | 0 | 0 | 0
[29 empty] | 0 | 0 | 0 | 0
[29 empty] | 0 | 0 | 0 | 0
[29 empty] | 0 | 0 | 0 | 0
[29 empty] | 0 | 0 | 0 | 0
[29 empty] | 0 | 0 | 0 | 0
[29 empty] | 0 | 0 | 0 | 0
[29 empty] | 0 | 0 | 0 | 0
[29 empty] | 0 | 0 | 0 | 0
[29 empty] | 0 | 0 | 0 | 0
[29 empty] | 0 | 0 | 0 | 0
[29 empty] | 0 | 0 | 0 | 0
[29 empty] | 0 | 0 | 0 | 0
[29 empty] | 0 | 0 | 0 | 0
[29 empty] | 0 | 0 | 0 | 0
[29 empty] | 0 | 0 | 0 | 0
[29 empty] | 0 | 0 | 0 | 0
[29 empty] | 0 | 0 | 0 | 0
[29 empty] | 0 | 0 | 0 | 0
[29 empty] | 0 | 0 | 0 | 0
[29 empty] | 0 | 0 | 0 | 0
[29 empty] | 0 | 0 | 0 | 0
[29 empty] | 0 | 0 | 0 | 0
[29 empty] | 0 | 0 | 0 | 0
[29 empty] | 0 | 0 | 0 | 0
[29 empty] | 0 | 0 | 0 | 0
[29 empty] | 0 | 0 | 0 | 0
[29 empty] | 0 | 0 | 0 | 0
[29 empty] | 0 | 0 | 0 | 0
[29 empty] | 0 | 0 | 0 | 0
[29 empty] | 0 | 0 | 0 | 0
[29 empty] | 0 | 0 | 0 | 0
[29 empty] | 0 | 0 | 0 | 0
[29 empty] | 0 | 0 | 0 | 0
[29 empty] | 0 | 0 | 0 | 0
[29 empty] | 0 | 0 | 0 | 0
[29 empty] | 0 | 0 | 0 | 0
[29 empty] | 0 | 0 | 0 | 0
[29 empty] | 0 | 0 | 0 | 0
[29 empty] | 0 | 0 | 0 | 0
[29 empty] | 0 | 0 | 0 | 0
[29 empty] | 0 | 0 | 0 | 0
[29 empty] | 0 | 0 | 0 | 0
[29 empty] | 0 | 0 | 0 | 0
[29 empty] | 0 | 0 | 0 | 0
[29 empty] | 0 | 0 | 0 | 0
[29 empty] | 0 | 0 | 0 | 0
[29 empty] | 0 | 0 | 0 | 0
[29 empty] | 0 | 0 | 0 | 0
[29 empty] | 0 | 0 | 0 | 0
[29 empty] | 0 | 0 | 0 | 0
[29 empty] | 0 | 0 | 0 | 0
[29 empty] | 0 | 0 | 0 | 0
[29 empty] | 0 | 0 | 0 | 0
[29 empty] | 0 | 0 | 0 | 0
[29 empty] | 0 | 0 | 0 | 0
[29 empty] | 0 | 0 | 0 | 0
[29 empty] | 0 | 0 | 0 | 0
[29 empty] | 0 | 0 | 0 | 0
[29 empty] | 0 | 0 | 0 | 0
[29 empty] | 0 | 0 | 0 | 0
[29 empty] | 0 | 0 | 0 | 0
[29 empty] | 0 | 0 | 0 | 0
[29 empty] | 0 | 0 | 0 | 0
[29 empty] | 0 | 0 | 0 | 0
[29 empty] | 0 | 0 | 0 | 0
[29 empty] | 0 | 0 | 0 | 0
[29 empty] | 0 | 0 | 0 | 0
[29 empty] | 0 | 0 | 0 | 0
[29 empty] | 0 | 0 | 0 | 0
[29 empty] | 0 | 0 | 0 | 0
[29 empty] | 0 | 0 | 0 | 0
[29 empty] | 0 | 0 | 0 | 0
[29 empty] | 0 | 0 | 0 | 0
[29 empty] | 0 | 0 | 0 | 0
[29 empty] | 0 | 0 | 0 | 0
[29 empty] | 0 | 0 | 0 | 0
[29 empty] | 0 | 0 | 0 | 0
[29 empty] | 0 | 0 | 0 | 0
[29 empty] | 0 | 0 | 0 | 0
[29 empty] | 0 | 0 | 0 | 0
[29 empty] | 0 | 0 | 0 | 0
[29 empty] | 0 | 0 | 0 | 0
[29 empty] | 0 | 0 | 0 | 0
[29 empty] | 0 | 0 | 0 | 0
[29 empty] | 0 | 0 | 0 | 0
[29 empty] | 0 | 0 | 0 | 0
[29 empty] | 0 | 0 | 0 | 0
[29 empty] | 0 | 0 | 0 | 0
[29 empty] | 0 | 0 | 0 | 0
[29 empty] | 0 | 0 | 0 | 0
[29 empty] | 0 | 0 | 0 | 0
[29 empty] | 0 | 0 | 0 | 0
[29 empty] | 0 | 0 | 0 | 0
[29 empty] | 0 | 0 | 0 | 0
[29 empty] | 0 | 0 | 0 | 0
[29 empty] | 0 | 0 | 0 | 0
[29 empty] | 0 | 0 | 0 | 0
[29 empty] | 0 | 0 | 0 | 0
[29 empty] | 0 | 0 | 0 | 0
[29 empty] | 0 | 0 | 0 | 0
[29 empty] | 0 | 0 | 0 | 0
[29 empty] | 0 | 0 | 0 | 0
[29 empty] | 0 | 0 | 0 | 0
[29 empty] | 0 | 0 | 0 | 0
[29 empty] | 0 | 0 | 0 | 0
[29 empty] | 0 | 0 | 0 | 0
[29 empty] | 0 | 0 | 0 | 0
[29 empty] | 0 | 0 | 0 | 0
[29 empty] | 0 | 0 | 0 | 0
[29 empty] | 0 | 0 | 0 | 0
[29 empty] | 0 | 0 | 0 | 0
[29 empty] | 0 | 0 | 0 | 0
[29 empty] | 0 | 0 | 0 | 0
[29 empty] | 0 | 0 | 0 | 0
[29 empty] | 0 | 0 | 0 | 0
[29 empty] | 0 | 0 | 0 | 0
[29 empty] | 0 | 0 | 0 | 0
[29 empty] | 0 | 0 | 0 | 0
[29 empty] | 0 | 0 | 0 | 0
[29 empty] | 0 | 0 | 0 | 0
[29 empty] | 0 | 0 | 0 | 0
[29 empty] | 0 | 0 | 0 | 0
[29 empty] | 0 | 0 | 0 | 0
[29 empty] | 0 | 0 | 0 | 0
[29 empty] | 0 | 0 | 0 | 0
[29 empty] | 0 | 0 | 0 | 0
[29 empty] | 0 | 0 | 0 | 0
[29 empty] | 0 | 0 | 0 | 0
[29 empty] | 0 | 0 | 0 | 0
[29 empty] | 0 | 0 | 0 | 0
[29 empty] | 0 | 0 | 0 | 0
[29 empty] | 0 | 0 | 0 | 0
[29 empty] | 0 | 0 | 0 | 0
[29 empty] | 0 | 0 | 0 | 0
[29 empty] | 0 | 0 | 0 | 0
[29 empty] | 0 | 0 | 0 | 0
[29 empty] | 0 | 0 | 0 | 0
[29 empty] | 0 | 0 | 0 | 0
[29 empty] | 0 | 0 | 0 | 0
[29 empty] | 0 | 0 | 0 | 0
[29 empty] | 0 | 0 | 0 | 0
[29 empty] | 0 | 0 | 0 | 0
[29 empty] | 0 | 0 | 0 | 0
[29 empty] | 0 | 0 | 0 | 0
[29 empty] | 0 | 0 | 0 | 0
[29 empty] | 0 | 0 | 0 | 0
[29 empty] | 0 | 0 | 0 | 0
[29 empty] | 0 | 0 | 0 | 0
[29 empty] | 0 | 0 | 0 | 0
[29 empty] | 0 | 0 | 0 | 0
[29 empty] | 0 | 0 | 0 | 0
[29 empty] | 0 | 0 | 0 | 0
[29 empty] | 0 | 0 | 0 | 0
[29 empty] | 0 | 0 | 0 | 0
[29 empty] | 0 | 0 | 0 | 0
[29 empty] | 0 | 0 | 0 | 0
[29 empty] | 0 | 0 | 0 | 0
[29 empty] | 0 | 0 | 0 | 0
[29 empty] | 0 | 0 | 0 | 0
[29 empty] | 0 | 0 | 0 | 0
[29 empty] | 0 | 0 | 0 | 0
[29 empty] | 0 | 0 | 0 | 0
[29 empty] | 0 | 0 | 0 | 0
[29 empty] | 0 | 0 | 0 | 0
[29 empty] | 0 | 0 | 0 | 0
[29 empty] | 0 | 0 | 0 | 0
[29 empty] | 0 | 0 | 0 | 0
[29 empty] | 0 | 0 | 0 | 0
[29 empty] | 0 | 0 | 0 | 0
[29 empty] | 0 | 0 | 0 | 0
[29 empty] | 0 | 0 | 0 | 0
[29 empty] | 0 | 0 | 0 | 0
[29 empty] | 0 | 0 | 0 | 0
[29 empty] | 0 | 0 | 0 | 0
[29 empty] | 0 | 0 | 0 | 0
[29 empty] | 0 | 0 | 0 | 0
[29 empty] | 0 | 0 | 0 | 0
[29 empty] | 0 | 0 | 0 | 0
[29 empty] | 0 | 0 | 0 | 0
[29 empty] | 0 | 0 | 0 | 0
[29 empty] | 0 | 0 | 0 | 0
[29 empty] | 0 | 0 | 0 | 0
[29 empty] | 0 | 0 | 0 | 0
[29 empty] | 0 | 0 | 0 | 0
[29 empty] | 0 | 0 | 0 | 0
[29 empty] | 0 | 0 | 0 | 0
[29 empty] | 0 | 0 | 0 | 0
[29 empty] | 0 | 0 | 0 | 0
[29 empty] | 0 | 0 | 0 | 0
[29 empty] | 0 | 0 | 0 | 0
[29 empty] | 0 | 0 | 0 | 0
[29 empty] | 0 | 0 | 0 | 0
[29 empty] | 0 | 0 | 0 | 0
[29 empty] | 0 | 0 | 0 | 0
[29 empty] | 0 | 0 | 0 | 0
[29 empty] | 0 | 0 | 0 | 0
[29 empty] | 0 | 0 | 0 | 0
[29 empty] | 0 | 0 | 0 | 0
[29 empty] | 0 | 0 | 0 | 0
[29 empty] | 0 | 0 | 0 | 0
[29 empty] | 0 | 0 | 0 | 0
[29 empty] | 0 | 0 | 0 | 0
[29 empty] | 0 | 0 | 0 | 0
[29 empty] | 0 | 0 | 0 | 0
[29 empty] | 0 | 0 | 0 | 0
[29 empty] | 0 | 0 | 0 | 0
[29 empty] | 0 | 0 | 0 | 0
[29 empty] | 0 | 0 | 0 | 0
[29 empty] | 0 | 0 | 0 | 0
[29 empty] | 0 | 0 | 0 | 0
[29 empty] | 0 | 0 | 0 | 0
[29 empty] | 0 | 0 | 0 | 0
[29 empty] | 0 | 0 | 0 | 0
[29 empty] | 0 | 0 | 0 | 0
[29 empty] | 0 | 0 | 0 | 0
[29 empty] | 0 | 0 | 0 | 0
[29 empty] | 0 | 0 | 0 | 0
[29 empty] | 0 | 0 | 0 | 0
[29 empty] | 0 | 0 | 0 | 0
[29 empty] | 0 | 0 | 0 | 0
[29 empty] | 0 | 0 | 0 | 0
[29 empty] | 0 | 0 | 0 | 0
[29 empty] | 0 | 0 | 0 | 0
[29 empty] | 0 | 0 | 0 | 0
[29 empty] | 0 | 0 | 0 | 0
[29 empty] | 0 | 0 | 0 | 0
[29 empty] | 0 | 0 | 0 | 0
[29 empty] | 0 | 0 | 0 | 0
[29 empty] | 0 | 0 | 0 | 0
[29 empty] | 0 | 0 | 0 | 0
[29 empty] | 0 | 0 | 0 | 0
[29 empty] | 0 | 0 | 0 | 0
[29 empty] | 0 | 0 | 0 | 0
[29 empty] | 0 | 0 | 0 | 0
[29 empty] | 0 | 0 | 0 | 0
[29 empty] | 0 | 0 | 0 | 0
[29 empty] | 0 | 0 | 0 | 0
[29 empty] | 0 | 0 | 0 | 0
[29 empty] | 0 | 0 | 0 | 0
[29 empty] | 0 | 0 | 0 | 0
[29 empty] | 0 | 0 | 0 | 0
[29 empty] | 0 | 0 | 0 | 0
[29 empty] | 0 | 0 | 0 | 0
[29 empty] | 0 | 0 | 0 | 0
[29 empty] | 0 | 0 | 0 | 0
[29 empty] | 0 | 0 | 0 | 0
[29 empty] | 0 | 0 | 0 | 0
[29 empty] | 0 | 0 | 0 | 0
[29 empty] | 0 | 0 | 0 | 0
[29 empty] | 0 | 0 | 0 | 0
[29 empty] | 0 | 0 | 0 | 0
[29 empty] | 0 | 0 | 0 | 0
[29 empty] | 0 | 0 | 0 | 0
[29 empty] | 0 | 0 | 0 | 0
[29 empty] | 0 | 0 | 0 | 0
[29 empty] | 0 | 0 | 0 | 0
[29 empty] | 0 | 0 | 0 | 0
[29 empty] | 0 | 0 | 0 | 0
[29 empty] | 0 | 0 | 0 | 0
[29 empty] | 0 | 0 | 0 | 0
[29 empty] | 0 | 0 | 0 | 0
[29 empty] | 0 | 0 | 0 | 0
[29 empty] | 0 | 0 | 0 | 0
[29 empty] | 0 | 0 | 0 | 0
[29 empty] | 0 | 0 | 0 | 0
[29 empty] | 0 | 0 | 0 | 0
[29 empty] | 0 | 0 | 0 | 0
[29 empty] | 0 | 0 | 0 | 0
[29 empty] | 0 | 0 | 0 | 0
[29 empty] | 0 | 0 | 0 | 0
[29 empty] | 0 | 0 | 0 | 0
[29 empty] | 0 | 0 | 0 | 0
[29 empty] | 0 | 0 | 0 | 0
[29 empty] | 0 | 0 | 0 | 0
[29 empty] | 0 | 0 | 0 | 0
[29 empty] | 0 | 0 | 0 | 0
[29 empty] | 0 | 0 | 0 | 0
[29 empty] | 0 | 0 | 0 | 0
[29 empty] | 0 | 0 | 0 | 0
[29 empty] | 0 | 0 | 0 | 0
[29 empty] | 0 | 0 | 0 | 0
[29 empty] | 0 | 0 | 0 | 0
[29 empty] | 0 | 0 | 0 | 0
[29 empty] | 0 | 0 | 0 | 0
[29 empty] | 0 | 0 | 0 | 0
[29 empty] | 0 | 0 | 0 | 0
[29 empty] | 0 | 0 | 0 | 0
[29 empty] | 0 | 0 | 0 | 0
[29 empty] | 0 | 0 | 0 | 0
[29 empty] | 0 | 0 | 0 | 0
[29 empty] | 0 | 0 | 0 | 0
[29 empty] | 0 | 0 | 0 | 0
[29 empty] | 0 | 0 | 0 | 0
[29 empty] | 0 | 0 | 0 | 0
[29 empty] | 0 | 0 | 0 | 0
[29 empty] | 0 | 0 | 0 | 0
[29 empty] | 0 | 0 | 0 | 0
[29 empty] | 0 | 0 | 0 | 0
[29 empty] | 0 | 0 | 0 | 0
[29 empty] | 0 | 0 | 0 | 0
[29 empty] | 0 | 0 | 0 | 0
[29 empty] | 0 | 0 | 0 | 0
[29 empty] | 0 | 0 | 0 | 0
[29 empty] | 0 | 0 | 0 | 0
[29 empty] | 0 | 0 | 0 | 0
[29 empty] | 0 | 0 | 0 | 0
[29 empty] | 0 | 0 | 0 | 0
[29 empty] | 0 | 0 | 0 | 0
[29 empty] | 0 | 0 | 0 | 0
[29 empty] | 0 | 0 | 0 | 0
[29 empty] | 0 | 0 | 0 | 0
[29 empty] | 0 | 0 | 0 | 0
[29 empty] | 0 | 0 | 0 | 0
[29 empty] | 0 | 0 | 0 | 0
[29 empty] | 0 | 0 | 0 | 0
[29 empty] | 0 | 0 | 0 | 0
[29 empty] | 0 | 0 | 0 | 0
[29 empty] | 0 | 0 | 0 | 0
[29 empty] | 0 | 0 | 0 | 0
[29 empty] | 0 | 0 | 0 | 0
[29 empty] | 0 | 0 | 0 | 0
[29 empty] | 0 | 0 | 0 | 0
[29 empty] | 0 | 0 | 0 | 0
[29 empty] | 0 | 0 | 0 | 0
[29 empty] | 0 | 0 | 0 | 0
[29 empty] | 0 | 0 | 0 | 0
[29 empty] | 0 | 0 | 0 | 0
[29 empty] | 0 | 0 | 0 | 0
[29 empty] | 0 | 0 | 0 | 0
[29 empty] | 0 | 0 | 0 | 0
[29 empty] | 0 | 0 | 0 | 0
[29 empty] | 0 | 0 | 0 | 0
[29 empty] | 0 | 0 | 0 | 0
[29 empty] | 0 | 0 | 0 | 0
[29 empty] | 0 | 0 | 0 | 0
[29 empty] | 0 | 0 | 0 | 0
[29 empty] | 0 | 0 | 0 | 0
[29 empty] | 0 | 0 | 0 | 0
[29 empty] | 0 | 0 | 0 | 0
[29 empty] | 0 | 0 | 0 | 0
[29 empty] | 0 | 0 | 0 | 0
[29 empty] | 0 | 0 | 0 | 0
[29 empty] | 0 | 0 | 0 | 0
[29 empty] | 0 | 0 | 0 | 0
[29 empty] | 0 | 0 | 0 | 0
[29 empty] | 0 | 0 | 0 | 0
[29 empty] | 0 | 0 | 0 | 0
[29 empty] | 0 | 0 | 0 | 0
[29 empty] | 0 | 0 | 0 | 0
[29 empty] | 0 | 0 | 0 | 0
[29 empty] | 0 | 0 | 0 | 0
[29 empty] | 0 | 0 | 0 | 0
[29 empty] | 0 | 0 | 0 | 0
[29 empty] | 0 | 0 | 0 | 0
[29 empty] | 0 | 0 | 0 | 0
[29 empty] | 0 | 0 | 0 | 0
[29 empty] | 0 | 0 | 0 | 0
[29 empty] | 0 | 0 | 0 | 0
[29 empty] | 0 | 0 | 0 | 0
[29 empty] | 0 | 0 | 0 | 0
[29 empty] | 0 | 0 | 0 | 0
[29 empty] | 0 | 0 | 0 | 0
[29 empty] | 0 | 0 | 0 | 0
[29 empty] | 0 | 0 | 0 | 0
[29 empty] | 0 | 0 | 0 | 0
[29 empty] | 0 | 0 | 0 | 0
[29 empty] | 0 | 0 | 0 | 0
[29 empty] | 0 | 0 | 0 | 0
[29 empty] | 0 | 0 | 0 | 0
[29 empty] | 0 | 0 | 0 | 0
[29 empty] | 0 | 0 | 0 | 0
[29 empty] | 0 | 0 | 0 | 0
[29 empty] | 0 | 0 | 0 | 0
[29 empty] | 0 | 0 | 0 | 0
[29 empty] | 0 | 0 | 0 | 0
[29 empty] | 0 | 0 | 0 | 0
[29 empty] | 0 | 0 | 0 | 0
[29 empty] | 0 | 0 | 0 | 0
[29 empty] | 0 | 0 | 0 | 0
[29 empty] | 0 | 0 | 0 | 0
[29 empty] | 0 | 0 | 0 | 0
[29 empty] | 0 | 0 | 0 | 0
[29 empty] | 0 | 0 | 0 | 0
[29 empty] | 0 | 0 | 0 | 0
[29 empty] | 0 | 0 | 0 | 0
[29 empty] | 0 | 0 | 0 | 0
[29 empty] | 0 | 0 | 0 | 0
[29 empty] | 0 | 0 | 0 | 0
[29 empty] | 0 | 0 | 0 | 0
[29 empty] | 0 | 0 | 0 | 0
[29 empty] | 0 | 0 | 0 | 0
[29 empty] | 0 | 0 | 0 | 0
[29 empty] | 0 | 0 | 0 | 0
[29 empty] | 0 | 0 | 0 | 0
[29 empty] | 0 | 0 | 0 | 0
[29 empty] | 0 | 0 | 0 | 0
[29 empty] | 0 | 0 | 0 | 0
[29 empty] | 0 | 0 | 0 | 0
[29 empty] | 0 | 0 | 0 | 0
[29 empty] | 0 | 0 | 0 | 0
[29 empty] | 0 | 0 | 0 | 0
[29 empty] | 0 | 0 | 0 | 0
[29 empty] | 0 | 0 | 0 | 0
[29 empty] | 0 | 0 | 0 | 0
[29 empty] | 0 | 0 | 0 | 0
[29 empty] | 0 | 0 | 0 | 0
[29 empty] | 0 | 0 | 0 | 0
[29 empty] | 0 | 0 | 0 | 0
[29 empty] | 0 | 0 | 0 | 0
[29 empty] | 0 | 0 | 0 | 0
[29 empty] | 0 | 0 | 0 | 0
[29 empty] | 0 | 0 | 0 | 0
[29 empty] | 0 | 0 | 0 | 0
[29 empty] | 0 | 0 | 0 | 0
[29 empty] | 0 | 0 | 0 | 0
[29 empty] | 0 | 0 | 0 | 0
[29 empty] | 0 | 0 | 0 | 0
[29 empty] | 0 | 0 | 0 | 0
[29 empty] | 0 | 0 | 0 | 0
[29 empty] | 0 | 0 | 0 | 0
[29 empty] | 0 | 0 | 0 | 0
[29 empty] | 0 | 0 | 0 | 0
[29 empty] | 0 | 0 | 0 | 0
[29 empty] | 0 | 0 | 0 | 0
[29 empty] | 0 | 0 | 0 | 0
[29 empty] | 0 | 0 | 0 | 0
[29 empty] | 0 | 0 | 0 | 0
[29 empty] | 0 | 0 | 0 | 0
[29 empty] | 0 | 0 | 0 | 0
[29 empty] | 0 | 0 | 0 | 0
[29 empty] | 0 | 0 | 0 | 0
[29 empty] | 0 | 0 | 0 | 0
[29 empty] | 0 | 0 | 0 | 0
[29 empty] | 0 | 0 | 0 | 0
[29 empty] | 0 | 0 | 0 | 0
[29 empty] | 0 | 0 | 0 | 0
[29 empty] | 0 | 0 | 0 | 0
[29 empty] | 0 | 0 | 0 | 0
[29 empty] | 0 | 0 | 0 | 0
[29 empty] | 0 | 0 | 0 | 0
[29 empty] | 0 | 0 | 0 | 0
[29 empty] | 0 | 0 | 0 | 0
[29 empty] | 0 | 0 | 0 | 0
[29 empty] | 0 | 0 | 0 | 0
[29 empty] | 0 | 0 | 0 | 0
[29 empty] | 0 | 0 | 0 | 0
[29 empty] | 0 | 0 | 0 | 0
[29 empty] | 0 | 0 | 0 | 0
[29 empty] | 0 | 0 | 0 | 0
[29 empty] | 0 | 0 | 0 | 0
[29 empty] | 0 | 0 | 0 | 0
[29 empty] | 0 | 0 | 0 | 0
[29 empty] | 0 | 0 | 0 | 0
[29 empty] | 0 | 0 | 0 | 0
[29 empty] | 0 | 0 | 0 | 0
[29 empty] | 0 | 0 | 0 | 0
[29 empty] | 0 | 0 | 0 | 0
[29 empty] | 0 | 0 | 0 | 0
[29 empty] | 0 | 0 | 0 | 0
[29 empty] | 0 | 0 | 0 | 0
[29 empty] | 0 | 0 | 0 | 0
[29 empty] | 0 | 0 | 0 | 0
[29 empty] | 0 | 0 | 0 | 0
[29 empty] | 0 | 0 | 0 | 0
[29 empty] | 0 | 0 | 0 | 0
[29 empty] | 0 | 0 | 0 | 0
[29 empty] | 0 | 0 | 0 | 0
[29 empty] | 0 | 0 | 0 | 0
[29 empty] | 0 | 0 | 0 | 0
[29 empty] | 0 | 0 | 0 | 0
[29 empty] | 0 | 0 | 0 | 0
[29 empty] | 0 | 0 | 0 | 0
[29 empty] | 0 | 0 | 0 | 0
[29 empty] | 0 | 0 | 0 | 0
[29 empty] | 0 | 0 | 0 | 0
[29 empty] | 0 | 0 | 0 | 0
[29 empty] | 0 | 0 | 0 | 0
[29 empty] | 0 | 0 | 0 | 0
[29 empty] | 0 | 0 | 0 | 0
[29 empty] | 0 | 0 | 0 | 0
[29 empty] | 0 | 0 | 0 | 0
[29 empty] | 0 | 0 | 0 | 0
[29 empty] | 0 | 0 | 0 | 0
[29 empty] | 0 | 0 | 0 | 0
[29 empty] | 0 | 0 | 0 | 0
[29 empty] | 0 | 0 | 0 | 0
[29 empty] | 0 | 0 | 0 | 0
[29 empty] | 0 | 0 | 0 | 0
[29 empty] | 0 | 0 | 0 | 0
[29 empty] | 0 | 0 | 0 | 0
[29 empty] | 0 | 0 | 0 | 0
[29 empty] | 0 | 0 | 0 | 0
[29 empty] | 0 | 0 | 0 | 0
[29 empty] | 0 | 0 | 0 | 0
[29 empty] | 0 | 0 | 0 | 0
[29 empty] | 0 | 0 | 0 | 0
[29 empty] | 0 | 0 | 0 | 0
[29 empty] | 0 | 0 | 0 | 0
[29 empty] | 0 | 0 | 0 | 0
[29 empty] | 0 | 0 | 0 | 0
[29 empty] | 0 | 0 | 0 | 0
[29 empty] | 0 | 0 | 0 | 0
[29 empty] | 0 | 0 | 0 | 0
[29 empty] | 0 | 0 | 0 | 0
[29 empty] | 0 | 0 | 0 | 0
[29 empty] | 0 | 0 | 0 | 0
[29 empty] | 0 | 0 | 0 | 0
[29 empty] | 0 | 0 | 0 | 0
[29 empty] | 0 | 0 | 0 | 0
[29 empty] | 0 | 0 | 0 | 0
[29 empty] | 0 | 0 | 0 | 0
[29 empty] | 0 | 0 | 0 | 0
[29 empty] | 0 | 0 | 0 | 0
[29 empty] | 0 | 0 | 0 | 0
[29 empty] | 0 | 0 | 0 | 0
[29 empty] | 0 | 0 | 0 | 0
[29 empty] | 0 | 0 | 0 | 0
[29 empty] | 0 | 0 | 0 | 0
[29 empty] | 0 | 0 | 0 | 0
[29 empty] | 0 | 0 | 0 | 0
[29 empty] | 0 | 0 | 0 | 0
[29 empty] | 0 | 0 | 0 | 0
[29 empty] | 0 | 0 | 0 | 0
[29 empty] | 0 | 0 | 0 | 0
[29 empty] | 0 | 0 | 0 | 0
[29 empty] | 0 | 0 | 0 | 0
[29 empty] | 0 | 0 | 0 | 0
[29 empty] | 0 | 0 | 0 | 0
[29 empty] | 0 | 0 | 0 | 0
[29 empty] | 0 | 0 | 0 | 0
[29 empty] | 0 | 0 | 0 | 0
[29 empty] | 0 | 0 | 0 | 0
[29 empty] | 0 | 0 | 0 | 0
[29 empty] | 0 | 0 | 0 | 0
[29 empty] | 0 | 0 | 0 | 0
[29 empty] | 0 | 0 | 0 | 0
[29 empty] | 0 | 0 | 0 | 0
[29 empty] | 0 | 0 | 0 | 0
[29 empty] | 0 | 0 | 0 | 0
[29 empty] | 0 | 0 | 0 | 0
[29 empty] | 0 | 0 | 0 | 0
[29 empty] | 0 | 0 | 0 | 0
[29 empty] | 0 | 0 | 0 | 0
[29 empty] | 0 | 0 | 0 | 0
[29 empty] | 0 | 0 | 0 | 0
[29 empty] | 0 | 0 | 0 | 0
[29 empty] | 0 | 0 | 0 | 0
[29 empty] | 0 | 0 | 0 | 0
[29 empty] | 0 | 0 | 0 | 0
[29 empty] | 0 | 0 | 0 | 0
[29 empty] | 0 | 0 | 0 | 0
[29 empty] | 0 | 0 | 0 | 0
[29 empty] | 0 | 0 | 0 | 0
[29 empty] | 0 | 0 | 0 | 0
[29 empty] | 0 | 0 | 0 | 0
[29 empty] | 0 | 0 | 0 | 0
[29 empty] | 0 | 0 | 0 | 0
[29 empty] | 0 | 0 | 0 | 0
[29 empty] | 0 | 0 | 0 | 0
[29 empty] | 0 | 0 | 0 | 0
[29 empty] | 0 | 0 | 0 | 0
[29 empty] | 0 | 0 | 0 | 0
[29 empty] | 0 | 0 | 0 | 0
[29 empty] | 0 | 0 | 0 | 0
[29 empty] | 0 | 0 | 0 | 0
[29 empty] | 0 | 0 | 0 | 0
[29 empty] | 0 | 0 | 0 | 0
[29 empty] | 0 | 0 | 0 | 0
[29 empty] | 0 | 0 | 0 | 0
[29 empty] | 0 | 0 | 0 | 0
[29 empty] | 0 | 0 | 0 | 0
[29 empty] | 0 | 0 | 0 | 0
[29 empty] | 0 | 0 | 0 | 0
[29 empty] | 0 | 0 | 0 | 0
[29 empty] | 0 | 0 | 0 | 0
[29 empty] | 0 | 0 | 0 | 0
[29 empty] | 0 | 0 | 0 | 0
[29 empty] | 0 | 0 | 0 | 0
[29 empty] | 0 | 0 | 0 | 0
[29 empty] | 0 | 0 | 0 | 0
[29 empty] | 0 | 0 | 0 | 0
[29 empty] | 0 | 0 | 0 | 0
[29 empty] | 0 | 0 | 0 | 0
[29 empty] | 0 | 0 | 0 | 0
[29 empty] | 0 | 0 | 0 | 0
[29 empty] | 0 | 0 | 0 | 0
[29 empty] | 0 | 0 | 0 | 0
[29 empty] | 0 | 0 | 0 | 0
[29 empty] | 0 | 0 | 0 | 0
[29 empty] | 0 | 0 | 0 | 0
[29 empty] | 0 | 0 | 0 | 0
[29 empty] | 0 | 0 | 0 | 0
[29 empty] | 0 | 0 | 0 | 0
[29 empty] | 0 | 0 | 0 | 0
[29 empty] | 0 | 0 | 0 | 0
[29 empty] | 0 | 0 | 0 | 0
[29 empty] | 0 | 0 | 0 | 0
[29 empty] | 0 | 0 | 0 | 0
[29 empty] | 0 | 0 | 0 | 0
[29 empty] | 0 | 0 | 0 | 0
[29 empty] | 0 | 0 | 0 | 0
[29 empty] | 0 | 0 | 0 | 0
[29 empty] | 0 | 0 | 0 | 0
[29 empty] | 0 | 0 | 0 | 0
[29 empty] | 0 | 0 | 0 | 0
[29 empty] | 0 | 0 | 0 | 0
[29 empty] | 0 | 0 | 0 | 0
[29 empty] | 0 | 0 | 0 | 0
[29 empty] | 0 | 0 | 0 | 0
[29 empty] | 0 | 0 | 0 | 0
[29 empty] | 0 | 0 | 0 | 0
[29 empty] | 0 | 0 | 0 | 0
[29 empty] | 0 | 0 | 0 | 0
[29 empty] | 0 | 0 | 0 | 0
[29 empty] | 0 | 0 | 0 | 0
[29 empty] | 0 | 0 | 0 | 0
[29 empty] | 0 | 0 | 0 | 0
[29 empty] | 0 | 0 | 0 | 0
[29 empty] | 0 | 0 | 0 | 0
[29 empty] | 0 | 0 | 0 | 0
[29 empty] | 0 | 0 | 0 | 0
[29 empty] | 0 | 0 | 0 | 0
[29 empty] | 0 | 0 | 0 | 0
[29 empty] | 0 | 0 | 0 | 0
[29 empty] | 0 | 0 | 0 | 0
[29 empty] | 0 | 0 | 0 | 0
[29 empty] | 0 | 0 | 0 | 0
[29 empty] | 0 | 0 | 0 | 0
[29 empty] | 0 | 0 | 0 | 0
[29 empty] | 0 | 0 | 0 | 0
[29 empty] | 0 | 0 | 0 | 0
[29 empty] | 0 | 0 | 0 | 0
[29 empty] | 0 | 0 | 0 | 0
[29 empty] | 0 | 0 | 0 | 0
[29 empty] | 0 | 0 | 0 | 0
[29 empty] | 0 | 0 | 0 | 0
[29 empty] | 0 | 0 | 0 | 0
[29 empty] | 0 | 0 | 0 | 0
[29 empty] | 0 | 0 | 0 | 0
[29 empty] | 0 | 0 | 0 | 0
[29 empty] | 0 | 0 | 0 | 0
[29 empty] | 0 | 0 | 0 | 0
[29 empty] | 0 | 0 | 0 | 0
[29 empty] | 0 | 0 | 0 | 0
[29 empty] | 0 | 0 | 0 | 0
[29 empty] | 0 | 0 | 0 | 0
[29 empty] | 0 | 0 | 0 | 0
[29 empty] | 0 | 0 | 0 | 0
[29 empty] | 0 | 0 | 0 | 0
[29 empty] | 0 | 0 | 0 | 0
[29 empty] | 0 | 0 | 0 | 0
[29 empty] | 0 | 0 | 0 | 0
[29 empty] | 0 | 0 | 0 | 0
[29 empty] | 0 | 0 | 0 | 0
[29 empty] | 0 | 0 | 0 | 0
[29 empty] | 0 | 0 | 0 | 0
[29 empty] | 0 | 0 | 0 | 0
[29 empty] | 0 | 0 | 0 | 0
[29 empty] | 0 | 0 | 0 | 0
[29 empty] | 0 | 0 | 0 | 0
[29 empty] | 0 | 0 | 0 | 0
[29 empty] | 0 | 0 | 0 | 0
[29 empty] | 0 | 0 | 0 | 0
[29 empty] | 0 | 0 | 0 | 0
[29 empty] | 0 | 0 | 0 | 0
[29 empty] | 0 | 0 | 0 | 0
[29 empty] | 0 | 0 | 0 | 0
[29 empty] | 0 | 0 | 0 | 0
[29 empty] | 0 | 0 | 0 | 0
[29 empty] | 0 | 0 | 0 | 0
[29 empty] | 0 | 0 | 0 | 0
[29 empty] | 0 | 0 | 0 | 0
[29 empty] | 0 | 0 | 0 | 0
[29 empty] | 0 | 0 | 0 | 0
[29 empty] | 0 | 0 | 0 | 0
[29 empty] | 0 | 0 | 0 | 0
[29 empty] | 0 | 0 | 0 | 0
[29 empty] | 0 | 0 | 0 | 0
[29 empty] | 0 | 0 | 0 | 0
[29 empty] | 0 | 0 | 0 | 0
[29 empty] | 0 | 0 | 0 | 0
[29 empty] | 0 | 0 | 0 | 0
[29 empty] | 0 | 0 | 0 | 0
[29 empty] | 0 | 0 | 0 | 0
[29 empty] | 0 | 0 | 0 | 0
[29 empty] | 0 | 0 | 0 | 0
[29 empty] | 0 | 0 | 0 | 0
[29 empty] | 0 | 0 | 0 | 0
[29 empty] | 0 | 0 | 0 | 0
[29 empty] | 0 | 0 | 0 | 0
[29 empty] | 0 | 0 | 0 | 0
[29 empty] | 0 | 0 | 0 | 0
[29 empty] | 0 | 0 | 0 | 0
[29 empty] | 0 | 0 | 0 | 0
[29 empty] | 0 | 0 | 0 | 0
[29 empty] | 0 | 0 | 0 | 0
[29 empty] | 0 | 0 | 0 | 0
[29 empty] | 0 | 0 | 0 | 0
[29 empty] | 0 | 0 | 0 | 0
[29 empty] | 0 | 0 | 0 | 0
[29 empty] | 0 | 0 | 0 | 0
[29 empty] | 0 | 0 | 0 | 0
[29 empty] | 0 | 0 | 0 | 0
[29 empty] | 0 | 0 | 0 | 0
[29 empty] | 0 | 0 | 0 | 0
[29 empty] | 0 | 0 | 0 | 0
[29 empty] | 0 | 0 | 0 | 0
[29 empty] | 0 | 0 | 0 | 0
[29 empty] | 0 | 0 | 0 | 0
[29 empty] | 0 | 0 | 0 | 0
[29 empty] | 0 | 0 | 0 | 0
[29 empty] | 0 | 0 | 0 | 0
[29 empty] | 0 | 0 | 0 | 0
[29 empty] | 0 | 0 | 0 | 0
[29 empty] | 0 | 0 | 0 | 0
[29 empty] | 0 | 0 | 0 | 0
[29 empty] | 0 | 0 | 0 | 0
[29 empty] | 0 | 0 | 0 | 0
[29 empty] | 0 | 0 | 0 | 0
[29 empty] | 0 | 0 | 0 | 0
[29 empty] | 0 | 0 | 0 | 0
[29 empty] | 0 | 0 | 0 | 0
[29 empty] | 0 | 0 | 0 | 0
[29 empty] | 0 | 0 | 0 | 0
[29 empty] | 0 | 0 | 0 | 0
[29 empty] | 0 | 0 | 0 | 0
[29 empty] | 0 | 0 | 0 | 0
[29 empty] | 0 | 0 | 0 | 0
[29 empty] | 0 | 0 | 0 | 0
[29 empty] | 0 | 0 | 0 | 0
[29 empty] | 0 | 0 | 0 | 0
[29 empty] | 0 | 0 | 0 | 0
[29 empty] | 0 | 0 | 0 | 0
[29 empty] | 0 | 0 | 0 | 0
[29 empty] | 0 | 0 | 0 | 0
[29 empty] | 0 | 0 | 0 | 0
[29 empty] | 0 | 0 | 0 | 0
[29 empty] | 0 | 0 | 0 | 0
[29 empty] | 0 | 0 | 0 | 0
[29 empty] | 0 | 0 | 0 | 0
[29 empty] | 0 | 0 | 0 | 0
[29 empty] | 0 | 0 | 0 | 0
[29 empty] | 0 | 0 | 0 | 0
[29 empty] | 0 | 0 | 0 | 0
[29 empty] | 0 | 0 | 0 | 0
[29 empty] | 0 | 0 | 0 | 0
[29 empty] | 0 | 0 | 0 | 0
[29 empty] | 0 | 0 | 0 | 0
[29 empty] | 0 | 0 | 0 | 0
[29 empty] | 0 | 0 | 0 | 0
[29 empty] | 0 | 0 | 0 | 0
[29 empty] | 0 | 0 | 0 | 0
[29 empty] | 0 | 0 | 0 | 0
[29 empty] | 0 | 0 | 0 | 0
[29 empty] | 0 | 0 | 0 | 0
[29 empty] | 0 | 0 | 0 | 0
[29 empty] | 0 | 0 | 0 | 0
[29 empty] | 0 | 0 | 0 | 0
[29 empty] | 0 | 0 | 0 | 0
[29 empty] | 0 | 0 | 0 | 0
[29 empty] | 0 | 0 | 0 | 0
[29 empty] | 0 | 0 | 0 | 0
[29 empty] | 0 | 0 | 0 | 0
[29 empty] | 0 | 0 | 0 | 0
[29 empty] | 0 | 0 | 0 | 0
[29 empty] | 0 | 0 | 0 | 0
[29 empty] | 0 | 0 | 0 | 0
[29 empty] | 0 | 0 | 0 | 0
[29 empty] | 0 | 0 | 0 | 0
[29 empty] | 0 | 0 | 0 | 0
[29 empty] | 0 | 0 | 0 | 0
[29 empty] | 0 | 0 | 0 | 0
[29 empty] | 0 | 0 | 0 | 0
[29 empty] | 0 | 0 | 0 | 0
[29 empty] | 0 | 0 | 0 | 0
[29 empty] | 0 | 0 | 0 | 0
[29 empty] | 0 | 0 | 0 | 0
[29 empty] | 0 | 0 | 0 | 0
[29 empty] | 0 | 0 | 0 | 0
[29 empty] | 0 | 0 | 0 | 0
[29 empty] | 0 | 0 | 0 | 0
[29 empty] | 0 | 0 | 0 | 0
[29 empty] | 0 | 0 | 0 | 0
[29 empty] | 0 | 0 | 0 | 0
[29 empty] | 0 | 0 | 0 | 0
[29 empty] | 0 | 0 | 0 | 0
[29 empty] | 0 | 0 | 0 | 0
[29 empty] | 0 | 0 | 0 | 0
[29 empty] | 0 | 0 | 0 | 0
[29 empty] | 0 | 0 | 0 | 0
[29 empty] | 0 | 0 | 0 | 0
[29 empty] | 0 | 0 | 0 | 0
[29 empty] | 0 | 0 | 0 | 0
[29 empty] | 0 | 0 | 0 | 0
[29 empty] | 0 | 0 | 0 | 0
[29 empty] | 0 | 0 | 0 | 0
[29 empty] | 0 | 0 | 0 | 0
[29 empty] | 0 | 0 | 0 | 0
[29 empty] | 0 | 0 | 0 | 0
[29 empty] | 0 | 0 | 0 | 0
[29 empty] | 0 | 0 | 0 | 0
[29 empty] | 0 | 0 | 0 | 0
[29 empty] | 0 | 0 | 0 | 0
[29 empty] | 0 | 0 | 0 | 0
[29 empty] | 0 | 0 | 0 | 0
[29 empty] | 0 | 0 | 0 | 0
[29 empty] | 0 | 0 | 0 | 0
[29 empty] | 0 | 0 | 0 | 0
[29 empty] | 0 | 0 | 0 | 0
[29 empty] | 0 | 0 | 0 | 0
[29 empty] | 0 | 0 | 0 | 0
[29 empty] | 0 | 0 | 0 | 0
[29 empty] | 0 | 0 | 0 | 0
[29 empty] | 0 | 0 | 0 | 0
[29 empty] | 0 | 0 | 0 | 0
[29 empty] | 0 | 0 | 0 | 0
[29 empty] | 0 | 0 | 0 | 0
[29 empty] | 0 | 0 | 0 | 0
[29 empty] | 0 | 0 | 0 | 0
[29 empty] | 0 | 0 | 0 | 0
[29 empty] | 0 | 0 | 0 | 0
[29 empty] | 0 | 0 | 0 | 0
[29 empty] | 0 | 0 | 0 | 0
[29 empty] | 0 | 0 | 0 | 0
[29 empty] | 0 | 0 | 0 | 0
[29 empty] | 0 | 0 | 0 | 0
[29 empty] | 0 | 0 | 0 | 0
[29 empty] | 0 | 0 | 0 | 0
[29 empty] | 0 | 0 | 0 | 0
[29 empty] | 0 | 0 | 0 | 0
[29 empty] | 0 | 0 | 0 | 0
[29 empty] | 0 | 0 | 0 | 0
[29 empty] | 0 | 0 | 0 | 0
[29 empty] | 0 | 0 | 0 | 0
[29 empty] | 0 | 0 | 0 | 0
[29 empty] | 0 | 0 | 0 | 0
[29 empty] | 0 | 0 | 0 | 0
[29 empty] | 0 | 0 | 0 | 0
[29 empty] | 0 | 0 | 0 | 0
[29 empty] | 0 | 0 | 0 | 0
[29 empty] | 0 | 0 | 0 | 0
[29 empty] | 0 | 0 | 0 | 0
[29 empty] | 0 | 0 | 0 | 0
[29 empty] | 0 | 0 | 0 | 0
[29 empty] | 0 | 0 | 0 | 0
[29 empty] | 0 | 0 | 0 | 0
[29 empty] | 0 | 0 | 0 | 0
[29 empty] | 0 | 0 | 0 | 0
[29 empty] | 0 | 0 | 0 | 0
[29 empty] | 0 | 0 | 0 | 0
[29 empty] | 0 | 0 | 0 | 0
[29 empty] | 0 | 0 | 0 | 0
[29 empty] | 0 | 0 | 0 | 0
[29 empty] | 0 | 0 | 0 | 0
[29 empty] | 0 | 0 | 0 | 0
[29 empty] | 0 | 0 | 0 | 0
[29 empty] | 0 | 0 | 0 | 0
[29 empty] | 0 | 0 | 0 | 0
[29 empty] | 0 | 0 | 0 | 0
[29 empty] | 0 | 0 | 0 | 0
[29 empty] | 0 | 0 | 0 | 0
[29 empty] | 0 | 0 | 0 | 0
[29 empty] | 0 | 0 | 0 | 0
[29 empty] | 0 | 0 | 0 | 0
[29 empty] | 0 | 0 | 0 | 0
[29 empty] | 0 | 0 | 0 | 0
[29 empty] | 0 | 0 | 0 | 0
[29 empty] | 0 | 0 | 0 | 0
[29 empty] | 0 | 0 | 0 | 0
[29 empty] | 0 | 0 | 0 | 0
[29 empty] | 0 | 0 | 0 | 0
[29 empty] | 0 | 0 | 0 | 0
[29 empty] | 0 | 0 | 0 | 0
[29 empty] | 0 | 0 | 0 | 0
[29 empty] | 0 | 0 | 0 | 0
[29 empty] | 0 | 0 | 0 | 0
[29 empty] | 0 | 0 | 0 | 0
[29 empty] | 0 | 0 | 0 | 0
[29 empty] | 0 | 0 | 0 | 0
[29 empty] | 0 | 0 | 0 | 0
[29 empty] | 0 | 0 | 0 | 0
[29 empty] | 0 | 0 | 0 | 0
[29 empty] | 0 | 0 | 0 | 0
[29 empty] | 0 | 0 | 0 | 0
[29 empty] | 0 | 0 | 0 | 0
[29 empty] | 0 | 0 | 0 | 0
[29 empty] | 0 | 0 | 0 | 0
[29 empty] | 0 | 0 | 0 | 0
[29 empty] | 0 | 0 | 0 | 0
[29 empty] | 0 | 0 | 0 | 0
[29 empty] | 0 | 0 | 0 | 0
[29 empty] | 0 | 0 | 0 | 0
[29 empty] | 0 | 0 | 0 | 0
[29 empty] | 0 | 0 | 0 | 0
[29 empty] | 0 | 0 | 0 | 0
[29 empty] | 0 | 0 | 0 | 0
[29 empty] | 0 | 0 | 0 | 0
[29 empty] | 0 | 0 | 0 | 0
[29 empty] | 0 | 0 | 0 | 0
[29 empty] | 0 | 0 | 0 | 0
[29 empty] | 0 | 0 | 0 | 0
[29 empty] | 0 | 0 | 0 | 0
[29 empty] | 0 | 0 | 0 | 0
[29 empty] | 0 | 0 | 0 | 0
[29 empty] | 0 | 0 | 0 | 0
[29 empty] | 0 | 0 | 0 | 0
[29 empty] | 0 | 0 | 0 | 0
[29 empty] | 0 | 0 | 0 | 0
[29 empty] | 0 | 0 | 0 | 0
[29 empty] | 0 | 0 | 0 | 0
[29 empty] | 0 | 0 | 0 | 0
[29 empty] | 0 | 0 | 0 | 0
[29 empty] | 0 | 0 | 0 | 0
[29 empty] | 0 | 0 | 0 | 0
[29 empty] | 0 | 0 | 0 | 0
[29 empty] | 0 | 0 | 0 | 0
[29 empty] | 0 | 0 | 0 | 0
[29 empty] | 0 | 0 | 0 | 0
[29 empty] | 0 | 0 | 0 | 0
[29 empty] | 0 | 0 | 0 | 0
[29 empty] | 0 | 0 | 0 | 0
[29 empty] | 0 | 0 | 0 | 0
[29 empty] | 0 | 0 | 0 | 0
[29 empty] | 0 | 0 | 0 | 0
[29 empty] | 0 | 0 | 0 | 0
[29 empty] | 0 | 0 | 0 | 0
[29 empty] | 0 | 0 | 0 | 0
[29 empty] | 0 | 0 | 0 | 0
[29 empty] | 0 | 0 | 0 | 0
[29 empty] | 0 | 0 | 0 | 0
[29 empty] | 0 | 0 | 0 | 0
[29 empty] | 0 | 0 | 0 | 0
[29 empty] | 0 | 0 | 0 | 0
[29 empty] | 0 | 0 | 0 | 0
[29 empty] | 0 | 0 | 0 | 0
[29 empty] | 0 | 0 | 0 | 0
[29 empty] | 0 | 0 | 0 | 0
[29 empty] | 0 | 0 | 0 | 0
[29 empty] | 0 | 0 | 0 | 0
[29 empty] | 0 | 0 | 0 | 0
[29 empty] | 0 | 0 | 0 | 0
[29 empty] | 0 | 0 | 0 | 0
[29 empty] | 0 | 0 | 0 | 0
[29 empty] | 0 | 0 | 0 | 0
[29 empty] | 0 | 0 | 0 | 0
[29 empty] | 0 | 0 | 0 | 0
[29 empty] | 0 | 0 | 0 | 0
[29 empty] | 0 | 0 | 0 | 0
[29 empty] | 0 | 0 | 0 | 0
[29 empty] | 0 | 0 | 0 | 0
[29 empty] | 0 | 0 | 0 | 0
[29 empty] | 0 | 0 | 0 | 0
[29 empty] | 0 | 0 | 0 | 0
[29 empty] | 0 | 0 | 0 | 0
[29 empty] | 0 | 0 | 0 | 0
[29 empty] | 0 | 0 | 0 | 0
[29 empty] | 0 | 0 | 0 | 0
[29 empty] | 0 | 0 | 0 | 0
[29 empty] | 0 | 0 | 0 | 0
[29 empty] | 0 | 0 | 0 | 0
[29 empty] | 0 | 0 | 0 | 0
[29 empty] | 0 | 0 | 0 | 0
[29 empty] | 0 | 0 | 0 | 0
[29 empty] | 0 | 0 | 0 | 0
[29 empty] | 0 | 0 | 0 | 0
[29 empty] | 0 | 0 | 0 | 0
[29 empty] | 0 | 0 | 0 | 0
[29 empty] | 0 | 0 | 0 | 0
[29 empty] | 0 | 0 | 0 | 0
[29 empty] | 0 | 0 | 0 | 0
[29 empty] | 0 | 0 | 0 | 0
[29 empty] | 0 | 0 | 0 | 0
[29 empty] | 0 | 0 | 0 | 0
[29 empty] | 0 | 0 | 0 | 0
[29 empty] | 0 | 0 | 0 | 0
[29 empty] | 0 | 0 | 0 | 0
[29 empty] | 0 | 0 | 0 | 0
[29 empty] | 0 | 0 | 0 | 0
[29 empty] | 0 | 0 | 0 | 0
[29 empty] | 0 | 0 | 0 | 0
[29 empty] | 0 | 0 | 0 | 0
[29 empty] | 0 | 0 | 0 | 0
[29 empty] | 0 | 0 | 0 | 0
[29 empty] | 0 | 0 | 0 | 0
[29 empty] | 0 | 0 | 0 | 0
[29 empty] | 0 | 0 | 0 | 0
[29 empty] | 0 | 0 | 0 | 0
[29 empty] | 0 | 0 | 0 | 0
[29 empty] | 0 | 0 | 0 | 0
[29 empty] | 0 | 0 | 0 | 0
[29 empty] | 0 | 0 | 0 | 0
[29 empty] | 0 | 0 | 0 | 0
[29 empty] | 0 | 0 | 0 | 0
[29 empty] | 0 | 0 | 0 | 0
[29 empty] | 0 | 0 | 0 | 0
[29 empty] | 0 | 0 | 0 | 0
[29 empty] | 0 | 0 | 0 | 0
[29 empty] | 0 | 0 | 0 | 0
[29 empty] | 0 | 0 | 0 | 0
[29 empty] | 0 | 0 | 0 | 0
[29 empty] | 0 | 0 | 0 | 0
[29 empty] | 0 | 0 | 0 | 0
[29 empty] | 0 | 0 | 0 | 0
[29 empty] | 0 | 0 | 0 | 0
[29 empty] | 0 | 0 | 0 | 0
[29 empty] | 0 | 0 | 0 | 0
[29 empty] | 0 | 0 | 0 | 0
[29 empty] | 0 | 0 | 0 | 0
[29 empty] | 0 | 0 | 0 | 0
[29 empty] | 0 | 0 | 0 | 0
[29 empty] | 0 | 0 | 0 | 0
[29 empty] | 0 | 0 | 0 | 0
[29 empty] | 0 | 0 | 0 | 0
[29 empty] | 0 | 0 | 0 | 0
[29 empty] | 0 | 0 | 0 | 0
[29 empty] | 0 | 0 | 0 | 0
[29 empty] | 0 | 0 | 0 | 0
[29 empty] | 0 | 0 | 0 | 0
[29 empty] | 0 | 0 | 0 | 0
[29 empty] | 0 | 0 | 0 | 0
[29 empty] | 0 | 0 | 0 | 0
[29 empty] | 0 | 0 | 0 | 0
[29 empty] | 0 | 0 | 0 | 0
[29 empty] | 0 | 0 | 0 | 0
[29 empty] | 0 | 0 | 0 | 0
[29 empty] | 0 | 0 | 0 | 0
[29 empty] | 0 | 0 | 0 | 0
[29 empty] | 0 | 0 | 0 | 0
[29 empty] | 0 | 0 | 0 | 0
[29 empty] | 0 | 0 | 0 | 0
[29 empty] | 0 | 0 | 0 | 0
[29 empty] | 0 | 0 | 0 | 0
[29 empty] | 0 | 0 | 0 | 0
[29 empty] | 0 | 0 | 0 | 0
[29 empty] | 0 | 0 | 0 | 0
[29 empty] | 0 | 0 | 0 | 0
[29 empty] | 0 | 0 | 0 | 0
[29 empty] | 0 | 0 | 0 | 0
[29 empty] | 0 | 0 | 0 | 0
[29 empty] | 0 | 0 | 0 | 0
[29 empty] | 0 | 0 | 0 | 0
[29 empty] | 0 | 0 | 0 | 0
[29 empty] | 0 | 0 | 0 | 0
[29 empty] | 0 | 0 | 0 | 0
[29 empty] | 0 | 0 | 0 | 0
[29 empty] | 0 | 0 | 0 | 0
[29 empty] | 0 | 0 | 0 | 0
[29 empty] | 0 | 0 | 0 | 0
[29 empty] | 0 | 0 | 0 | 0
[29 empty] | 0 | 0 | 0 | 0
[29 empty] | 0 | 0 | 0 | 0
[29 empty] | 0 | 0 | 0 | 0
[29 empty] | 0 | 0 | 0 | 0
[29 empty] | 0 | 0 | 0 | 0
[29 empty] | 0 | 0 | 0 | 0
[29 empty] | 0 | 0 | 0 | 0
[29 empty] | 0 | 0 | 0 | 0
[29 empty] | 0 | 0 | 0 | 0
[29 empty] | 0 | 0 | 0 | 0
[29 empty] | 0 | 0 | 0 | 0
[29 empty] | 0 | 0 | 0 | 0
[29 empty] | 0 | 0 | 0 | 0
[29 empty] | 0 | 0 | 0 | 0
[29 empty] | 0 | 0 | 0 | 0
[29 empty] | 0 | 0 | 0 | 0
[29 empty] | 0 | 0 | 0 | 0
[29 empty] | 0 | 0 | 0 | 0
[29 empty] | 0 | 0 | 0 | 0
[29 empty] | 0 | 0 | 0 | 0
[29 empty] | 0 | 0 | 0 | 0
[29 empty] | 0 | 0 | 0 | 0
[29 empty] | 0 | 0 | 0 | 0
[29 empty] | 0 | 0 | 0 | 0
[29 empty] | 0 | 0 | 0 | 0
[29 empty] | 0 | 0 | 0 | 0
[29 empty] | 0 | 0 | 0 | 0
[29 empty] | 0 | 0 | 0 | 0
[29 empty] | 0 | 0 | 0 | 0
[29 empty] | 0 | 0 | 0 | 0
[29 empty] | 0 | 0 | 0 | 0
[29 empty] | 0 | 0 | 0 | 0
[29 empty] | 0 | 0 | 0 | 0
[29 empty] | 0 | 0 | 0 | 0
[29 empty] | 0 | 0 | 0 | 0
[29 empty] | 0 | 0 | 0 | 0
[29 empty] | 0 | 0 | 0 | 0
[29 empty] | 0 | 0 | 0 | 0
[29 empty] | 0 | 0 | 0 | 0
[29 empty] | 0 | 0 | 0 | 0
[29 empty] | 0 | 0 | 0 | 0
[29 empty] | 0 | 0 | 0 | 0
[29 empty] | 0 | 0 | 0 | 0
[29 empty] | 0 | 0 | 0 | 0
[29 empty] | 0 | 0 | 0 | 0
[29 empty] | 0 | 0 | 0 | 0
[29 empty] | 0 | 0 | 0 | 0
[29 empty] | 0 | 0 | 0 | 0
[29 empty] | 0 | 0 | 0 | 0
[29 empty] | 0 | 0 | 0 | 0
[29 empty] | 0 | 0 | 0 | 0
[29 empty] | 0 | 0 | 0 | 0
[29 empty] | 0 | 0 | 0 | 0
[29 empty] | 0 | 0 | 0 | 0
[29 empty] | 0 | 0 | 0 | 0
[29 empty] | 0 | 0 | 0 | 0
[29 empty] | 0 | 0 | 0 | 0
[29 empty] | 0 | 0 | 0 | 0
[29 empty] | 0 | 0 | 0 | 0
[29 empty] | 0 | 0 | 0 | 0
[29 empty] | 0 | 0 | 0 | 0
[29 empty] | 0 | 0 | 0 | 0
[29 empty] | 0 | 0 | 0 | 0
[29 empty] | 0 | 0 | 0 | 0
[29 empty] | 0 | 0 | 0 | 0
[29 empty] | 0 | 0 | 0 | 0
[29 empty] | 0 | 0 | 0 | 0
[29 empty] | 0 | 0 | 0 | 0
[29 empty] | 0 | 0 | 0 | 0
[29 empty] | 0 | 0 | 0 | 0
[29 empty] | 0 | 0 | 0 | 0
[29 empty] | 0 | 0 | 0 | 0
[29 empty] | 0 | 0 | 0 | 0
[29 empty] | 0 | 0 | 0 | 0
[29 empty] | 0 | 0 | 0 | 0
[29 empty] | 0 | 0 | 0 | 0
[29 empty] | 0 | 0 | 0 | 0
[29 empty] | 0 | 0 | 0 | 0
[29 empty] | 0 | 0 | 0 | 0
[29 empty] | 0 | 0 | 0 | 0
[29 empty] | 0 | 0 | 0 | 0
[29 empty] | 0 | 0 | 0 | 0
[29 empty] | 0 | 0 | 0 | 0
[29 empty] | 0 | 0 | 0 | 0
[29 empty] | 0 | 0 | 0 | 0
[29 empty] | 0 | 0 | 0 | 0
[29 empty] | 0 | 0 | 0 | 0
[29 empty] | 0 | 0 | 0 | 0
[29 empty] | 0 | 0 | 0 | 0
[29 empty] | 0 | 0 | 0 | 0
[29 empty] | 0 | 0 | 0 | 0
[29 empty] | 0 | 0 | 0 | 0
[29 empty] | 0 | 0 | 0 | 0
[29 empty] | 0 | 0 | 0 | 0
[29 empty] | 0 | 0 | 0 | 0
[29 empty] | 0 | 0 | 0 | 0
[29 empty] | 0 | 0 | 0 | 0
[29 empty] | 0 | 0 | 0 | 0
[29 empty] | 0 | 0 | 0 | 0
[29 empty] | 0 | 0 | 0 | 0
[29 empty] | 0 | 0 | 0 | 0
[29 empty] | 0 | 0 | 0 | 0
[29 empty] | 0 | 0 | 0 | 0
[29 empty] | 0 | 0 | 0 | 0
[29 empty] | 0 | 0 | 0 | 0
[29 empty] | 0 | 0 | 0 | 0
[29 empty] | 0 | 0 | 0 | 0
[29 empty] | 0 | 0 | 0 | 0
[29 empty] | 0 | 0 | 0 | 0
[29 empty] | 0 | 0 | 0 | 0
[29 empty] | 0 | 0 | 0 | 0
[29 empty] | 0 | 0 | 0 | 0
[29 empty] | 0 | 0 | 0 | 0
[29 empty] | 0 | 0 | 0 | 0
[29 empty] | 0 | 0 | 0 | 0
[29 empty] | 0 | 0 | 0 | 0
[29 empty] | 0 | 0 | 0 | 0
[29 empty] | 0 | 0 | 0 | 0
[29 empty] | 0 | 0 | 0 | 0
[29 empty] | 0 | 0 | 0 | 0
[29 empty] | 0 | 0 | 0 | 0
[29 empty] | 0 | 0 | 0 | 0
[29 empty] | 0 | 0 | 0 | 0
[29 empty] | 0 | 0 | 0 | 0
[29 empty] | 0 | 0 | 0 | 0
[29 empty] | 0 | 0 | 0 | 0
[29 empty] | 0 | 0 | 0 | 0
[29 empty] | 0 | 0 | 0 | 0
[29 empty] | 0 | 0 | 0 | 0
[29 empty] | 0 | 0 | 0 | 0
[29 empty] | 0 | 0 | 0 | 0
[29 empty] | 0 | 0 | 0 | 0
[29 empty] | 0 | 0 | 0 | 0
[29 empty] | 0 | 0 | 0 | 0
[29 empty] | 0 | 0 | 0 | 0
[29 empty] | 0 | 0 | 0 | 0
[29 empty] | 0 | 0 | 0 | 0
[29 empty] | 0 | 0 | 0 | 0
[29 empty] | 0 | 0 | 0 | 0
[29 empty] | 0 | 0 | 0 | 0
[29 empty] | 0 | 0 | 0 | 0
[29 empty] | 0 | 0 | 0 | 0
[29 empty] | 0 | 0 | 0 | 0
[29 empty] | 0 | 0 | 0 | 0
[29 empty] | 0 | 0 | 0 | 0
[29 empty] | 0 | 0 | 0 | 0
[29 empty] | 0 | 0 | 0 | 0
[29 empty] | 0 | 0 | 0 | 0
[29 empty] | 0 | 0 | 0 | 0
[29 empty] | 0 | 0 | 0 | 0
[29 empty] | 0 | 0 | 0 | 0
[29 empty] | 0 | 0 | 0 | 0
[29 empty] | 0 | 0 | 0 | 0
[29 empty] | 0 | 0 | 0 | 0
[29 empty] | 0 | 0 | 0 | 0
[29 empty] | 0 | 0 | 0 | 0
[29 empty] | 0 | 0 | 0 | 0
[29 empty] | 0 | 0 | 0 | 0
[29 empty] | 0 | 0 | 0 | 0
[29 empty] | 0 | 0 | 0 | 0
[29 empty] | 0 | 0 | 0 | 0
[29 empty] | 0 | 0 | 0 | 0
[29 empty] | 0 | 0 | 0 | 0
[29 empty] | 0 | 0 | 0 | 0
[29 empty] | 0 | 0 | 0 | 0
[29 empty] | 0 | 0 | 0 | 0
[29 empty] | 0 | 0 | 0 | 0
[29 empty] | 0 | 0 | 0 | 0
[29 empty] | 0 | 0 | 0 | 0
[29 empty] | 0 | 0 | 0 | 0
[29 empty] | 0 | 0 | 0 | 0
[29 empty] | 0 | 0 | 0 | 0
[29 empty] | 0 | 0 | 0 | 0
[29 empty] | 0 | 0 | 0 | 0
[29 empty] | 0 | 0 | 0 | 0
[29 empty] | 0 | 0 | 0 | 0
[29 empty] | 0 | 0 | 0 | 0
[29 empty] | 0 | 0 | 0 | 0
[29 empty] | 0 | 0 | 0 | 0
[29 empty] | 0 | 0 | 0 | 0
[29 empty] | 0 | 0 | 0 | 0
[29 empty] | 0 | 0 | 0 | 0
[29 empty] | 0 | 0 | 0 | 0
[29 empty] | 0 | 0 | 0 | 0
[29 empty] | 0 | 0 | 0 | 0
[29 empty] | 0 | 0 | 0 | 0
[29 empty] | 0 | 0 | 0 | 0
[29 empty] | 0 | 0 | 0 | 0
[29 empty] | 0 | 0 | 0 | 0
[29 empty] | 0 | 0 | 0 | 0
[29 empty] | 0 | 0 | 0 | 0
[29 empty] | 0 | 0 | 0 | 0
[29 empty] | 0 | 0 | 0 | 0
[29 empty] | 0 | 0 | 0 | 0
[29 empty] | 0 | 0 | 0 | 0
[29 empty] | 0 | 0 | 0 | 0
[29 empty] | 0 | 0 | 0 | 0
[29 empty] | 0 | 0 | 0 | 0
[29 empty] | 0 | 0 | 0 | 0
[29 empty] | 0 | 0 | 0 | 0
[29 empty] | 0 | 0 | 0 | 0
[29 empty] | 0 | 0 | 0 | 0
[29 empty] | 0 | 0 | 0 | 0
[29 empty] | 0 | 0 | 0 | 0
[29 empty] | 0 | 0 | 0 | 0
[29 empty] | 0 | 0 | 0 | 0
[29 empty] | 0 | 0 | 0 | 0
[29 empty] | 0 | 0 | 0 | 0
[29 empty] | 0 | 0 | 0 | 0
[29 empty] | 0 | 0 | 0 | 0
[29 empty] | 0 | 0 | 0 | 0
[29 empty] | 0 | 0 | 0 | 0
[29 empty] | 0 | 0 | 0 | 0
[29 empty] | 0 | 0 | 0 | 0
[29 empty] | 0 | 0 | 0 | 0
[29 empty] | 0 | 0 | 0 | 0
[29 empty] | 0 | 0 | 0 | 0
[29 empty] | 0 | 0 | 0 | 0
[29 empty] | 0 | 0 | 0 | 0
[29 empty] | 0 | 0 | 0 | 0
[29 empty] | 0 | 0 | 0 | 0
[29 empty] | 0 | 0 | 0 | 0
[29 empty] | 0 | 0 | 0 | 0
[29 empty] | 0 | 0 | 0 | 0
[29 empty] | 0 | 0 | 0 | 0
[29 empty] | 0 | 0 | 0 | 0
[29 empty] | 0 | 0 | 0 | 0
[29 empty] | 0 | 0 | 0 | 0
[29 empty] | 0 | 0 | 0 | 0
[29 empty] | 0 | 0 | 0 | 0
[29 empty] | 0 | 0 | 0 | 0
[29 empty] | 0 | 0 | 0 | 0
[29 empty] | 0 | 0 | 0 | 0
[29 empty] | 0 | 0 | 0 | 0
[29 empty] | 0 | 0 | 0 | 0
[29 empty] | 0 | 0 | 0 | 0
[29 empty] | 0 | 0 | 0 | 0
[29 empty] | 0 | 0 | 0 | 0
[29 empty] | 0 | 0 | 0 | 0
[29 empty] | 0 | 0 | 0 | 0
[29 empty] | 0 | 0 | 0 | 0
[29 empty] | 0 | 0 | 0 | 0
[29 empty] | 0 | 0 | 0 | 0
[29 empty] | 0 | 0 | 0 | 0
[29 empty] | 0 | 0 | 0 | 0
[29 empty] | 0 | 0 | 0 | 0
[29 empty] | 0 | 0 | 0 | 0
[29 empty] | 0 | 0 | 0 | 0
[29 empty] | 0 | 0 | 0 | 0
[29 empty] | 0 | 0 | 0 | 0
[29 empty] | 0 | 0 | 0 | 0
[29 empty] | 0 | 0 | 0 | 0
[29 empty] | 0 | 0 | 0 | 0
[29 empty] | 0 | 0 | 0 | 0
[29 empty] | 0 | 0 | 0 | 0
[29 empty] | 0 | 0 | 0 | 0
[29 empty] | 0 | 0 | 0 | 0
[29 empty] | 0 | 0 | 0 | 0
[29 empty] | 0 | 0 | 0 | 0
[29 empty] | 0 | 0 | 0 | 0
[29 empty] | 0 | 0 | 0 | 0
[29 empty] | 0 | 0 | 0 | 0
[29 empty] | 0 | 0 | 0 | 0
[29 empty] | 0 | 0 | 0 | 0
[29 empty] | 0 | 0 | 0 | 0
[29 empty] | 0 | 0 | 0 | 0
[29 empty] | 0 | 0 | 0 | 0
[29 empty] | 0 | 0 | 0 | 0
[29 empty] | 0 | 0 | 0 | 0
[29 empty] | 0 | 0 | 0 | 0
[29 empty] | 0 | 0 | 0 | 0
[29 empty] | 0 | 0 | 0 | 0
[29 empty] | 0 | 0 | 0 | 0
[29 empty] | 0 | 0 | 0 | 0
[29 empty] | 0 | 0 | 0 | 0
[29 empty] | 0 | 0 | 0 | 0
[29 empty] | 0 | 0 | 0 | 0
[29 empty] | 0 | 0 | 0 | 0
[29 empty] | 0 | 0 | 0 | 0
[29 empty] | 0 | 0 | 0 | 0
[29 empty] | 0 | 0 | 0 | 0
[29 empty] | 0 | 0 | 0 | 0
[29 empty] | 0 | 0 | 0 | 0
[29 empty] | 0 | 0 | 0 | 0
[29 empty] | 0 | 0 | 0 | 0
[29 empty] | 0 | 0 | 0 | 0
[29 empty] | 0 | 0 | 0 | 0
[29 empty] | 0 | 0 | 0 | 0
[29 empty] | 0 | 0 | 0 | 0
[29 empty] | 0 | 0 | 0 | 0
[29 empty] | 0 | 0 | 0 | 0
[29 empty] | 0 | 0 | 0 | 0
[29 empty] | 0 | 0 | 0 | 0
[29 empty] | 0 | 0 | 0 | 0
[29 empty] | 0 | 0 | 0 | 0
[29 empty] | 0 | 0 | 0 | 0
[29 empty] | 0 | 0 | 0 | 0
[29 empty] | 0 | 0 | 0 | 0
[29 empty] | 0 | 0 | 0 | 0
[29 empty] | 0 | 0 | 0 | 0
[29 empty] | 0 | 0 | 0 | 0
[29 empty] | 0 | 0 | 0 | 0
[29 empty] | 0 | 0 | 0 | 0
[29 empty] | 0 | 0 | 0 | 0
[29 empty] | 0 | 0 | 0 | 0
[29 empty] | 0 | 0 | 0 | 0
[29 empty] | 0 | 0 | 0 | 0
[29 empty] | 0 | 0 | 0 | 0
[29 empty] | 0 | 0 | 0 | 0
[29 empty] | 0 | 0 | 0 | 0
[29 empty] | 0 | 0 | 0 | 0
[29 empty] | 0 | 0 | 0 | 0
[29 empty] | 0 | 0 | 0 | 0
[29 empty] | 0 | 0 | 0 | 0
[29 empty] | 0 | 0 | 0 | 0
[29 empty] | 0 | 0 | 0 | 0
[29 empty] | 0 | 0 | 0 | 0
[29 empty] | 0 | 0 | 0 | 0
[29 empty] | 0 | 0 | 0 | 0
[29 empty] | 0 | 0 | 0 | 0
[29 empty] | 0 | 0 | 0 | 0
[29 empty] | 0 | 0 | 0 | 0
[29 empty] | 0 | 0 | 0 | 0
[29 empty] | 0 | 0 | 0 | 0
[29 empty] | 0 | 0 | 0 | 0
[29 empty] | 0 | 0 | 0 | 0
[29 empty] | 0 | 0 | 0 | 0
[29 empty] | 0 | 0 | 0 | 0
[29 empty] | 0 | 0 | 0 | 0
[29 empty] | 0 | 0 | 0 | 0
[29 empty] | 0 | 0 | 0 | 0
[29 empty] | 0 | 0 | 0 | 0
[29 empty] | 0 | 0 | 0 | 0
[29 empty] | 0 | 0 | 0 | 0
[29 empty] | 0 | 0 | 0 | 0
[29 empty] | 0 | 0 | 0 | 0
[29 empty] | 0 | 0 | 0 | 0
[29 empty] | 0 | 0 | 0 | 0
[29 empty] | 0 | 0 | 0 | 0
[29 empty] | 0 | 0 | 0 | 0
[29 empty] | 0 | 0 | 0 | 0
[29 empty] | 0 | 0 | 0 | 0
[29 empty] | 0 | 0 | 0 | 0
[29 empty] | 0 | 0 | 0 | 0
[29 empty] | 0 | 0 | 0 | 0
[29 empty] | 0 | 0 | 0 | 0
[29 empty] | 0 | 0 | 0 | 0
[29 empty] | 0 | 0 | 0 | 0
[29 empty] | 0 | 0 | 0 | 0
[29 empty] | 0 | 0 | 0 | 0
[29 empty] | 0 | 0 | 0 | 0
[29 empty] | 0 | 0 | 0 | 0
[29 empty] | 0 | 0 | 0 | 0
[29 empty] | 0 | 0 | 0 | 0
[29 empty] | 0 | 0 | 0 | 0
[29 empty] | 0 | 0 | 0 | 0
[29 empty] | 0 | 0 | 0 | 0
[29 empty] | 0 | 0 | 0 | 0
[29 empty] | 0 | 0 | 0 | 0
[29 empty] | 0 | 0 | 0 | 0
[29 empty] | 0 | 0 | 0 | 0
[29 empty] | 0 | 0 | 0 | 0
[29 empty] | 0 | 0 | 0 | 0
[29 empty] | 0 | 0 | 0 | 0
[29 empty] | 0 | 0 | 0 | 0
[29 empty] | 0 | 0 | 0 | 0
[29 empty] | 0 | 0 | 0 | 0
[29 empty] | 0 | 0 | 0 | 0
[29 empty] | 0 | 0 | 0 | 0
[29 empty] | 0 | 0 | 0 | 0
[29 empty] | 0 | 0 | 0 | 0
[29 empty] | 0 | 0 | 0 | 0
[29 empty] | 0 | 0 | 0 | 0
[29 empty] | 0 | 0 | 0 | 0
[29 empty] | 0 | 0 | 0 | 0
[29 empty] | 0 | 0 | 0 | 0
[29 empty] | 0 | 0 | 0 | 0
[29 empty] | 0 | 0 | 0 | 0
[29 empty] | 0 | 0 | 0 | 0
[29 empty] | 0 | 0 | 0 | 0
[29 empty] | 0 | 0 | 0 | 0
[29 empty] | 0 | 0 | 0 | 0
[29 empty] | 0 | 0 | 0 | 0
[29 empty] | 0 | 0 | 0 | 0
[29 empty] | 0 | 0 | 0 | 0
[29 empty] | 0 | 0 | 0 | 0
[29 empty] | 0 | 0 | 0 | 0
[29 empty] | 0 | 0 | 0 | 0
[29 empty] | 0 | 0 | 0 | 0
[29 empty] | 0 | 0 | 0 | 0
[29 empty] | 0 | 0 | 0 | 0
[29 empty] | 0 | 0 | 0 | 0
[29 empty] | 0 | 0 | 0 | 0
[29 empty] | 0 | 0 | 0 | 0
[29 empty] | 0 | 0 | 0 | 0
[29 empty] | 0 | 0 | 0 | 0
[29 empty] | 0 | 0 | 0 | 0
[29 empty] | 0 | 0 | 0 | 0
[29 empty] | 0 | 0 | 0 | 0
[29 empty] | 0 | 0 | 0 | 0
[29 empty] | 0 | 0 | 0 | 0
[29 empty] | 0 | 0 | 0 | 0
[29 empty] | 0 | 0 | 0 | 0
[29 empty] | 0 | 0 | 0 | 0
[29 empty] | 0 | 0 | 0 | 0
[29 empty] | 0 | 0 | 0 | 0
[29 empty] | 0 | 0 | 0 | 0
[29 empty] | 0 | 0 | 0 | 0
[29 empty] | 0 | 0 | 0 | 0
[29 empty] | 0 | 0 | 0 | 0
[29 empty] | 0 | 0 | 0 | 0
[29 empty] | 0 | 0 | 0 | 0
[29 empty] | 0 | 0 | 0 | 0
[29 empty] | 0 | 0 | 0 | 0
[29 empty] | 0 | 0 | 0 | 0
[29 empty] | 0 | 0 | 0 | 0
[29 empty] | 0 | 0 | 0 | 0
[29 empty] | 0 | 0 | 0 | 0
[29 empty] | 0 | 0 | 0 | 0
[29 empty] | 0 | 0 | 0 | 0
[29 empty] | 0 | 0 | 0 | 0
[29 empty] | 0 | 0 | 0 | 0
[29 empty] | 0 | 0 | 0 | 0
[29 empty] | 0 | 0 | 0 | 0
[29 empty] | 0 | 0 | 0 | 0
[29 empty] | 0 | 0 | 0 | 0
[29 empty] | 0 | 0 | 0 | 0
[29 empty] | 0 | 0 | 0 | 0
[29 empty] | 0 | 0 | 0 | 0
[29 empty] | 0 | 0 | 0 | 0
[29 empty] | 0 | 0 | 0 | 0
[29 empty] | 0 | 0 | 0 | 0
[29 empty] | 0 | 0 | 0 | 0
[29 empty] | 0 | 0 | 0 | 0
[29 empty] | 0 | 0 | 0 | 0
[29 empty] | 0 | 0 | 0 | 0
[29 empty] | 0 | 0 | 0 | 0
[29 empty] | 0 | 0 | 0 | 0
[29 empty] | 0 | 0 | 0 | 0
[29 empty] | 0 | 0 | 0 | 0
[29 empty] | 0 | 0 | 0 | 0
[29 empty] | 0 | 0 | 0 | 0
[29 empty] | 0 | 0 | 0 | 0
[29 empty] | 0 | 0 | 0 | 0
[29 empty] | 0 | 0 | 0 | 0
[29 empty] | 0 | 0 | 0 | 0
[29 empty] | 0 | 0 | 0 | 0
[29 empty] | 0 | 0 | 0 | 0
[29 empty] | 0 | 0 | 0 | 0
[29 empty] | 0 | 0 | 0 | 0
[29 empty] | 0 | 0 | 0 | 0
[29 empty] | 0 | 0 | 0 | 0
[29 empty] | 0 | 0 | 0 | 0
[29 empty] | 0 | 0 | 0 | 0
[29 empty] | 0 | 0 | 0 | 0
[29 empty] | 0 | 0 | 0 | 0
[29 empty] | 0 | 0 | 0 | 0
[29 empty] | 0 | 0 | 0 | 0
[29 empty] | 0 | 0 | 0 | 0
[29 empty] | 0 | 0 | 0 | 0
[29 empty] | 0 | 0 | 0 | 0
[29 empty] | 0 | 0 | 0 | 0
[29 empty] | 0 | 0 | 0 | 0
[29 empty] | 0 | 0 | 0 | 0
[29 empty] | 0 | 0 | 0 | 0
[29 empty] | 0 | 0 | 0 | 0
[29 empty] | 0 | 0 | 0 | 0
[29 empty] | 0 | 0 | 0 | 0
[29 empty] | 0 | 0 | 0 | 0
[29 empty] | 0 | 0 | 0 | 0
[29 empty] | 0 | 0 | 0 | 0
[29 empty] | 0 | 0 | 0 | 0
[29 empty] | 0 | 0 | 0 | 0
[29 empty] | 0 | 0 | 0 | 0
[29 empty] | 0 | 0 | 0 | 0
[29 empty] | 0 | 0 | 0 | 0
[29 empty] | 0 | 0 | 0 | 0
[29 empty] | 0 | 0 | 0 | 0
[29 empty] | 0 | 0 | 0 | 0
[29 empty] | 0 | 0 | 0 | 0
[29 empty] | 0 | 0 | 0 | 0
[29 empty] | 0 | 0 | 0 | 0
[29 empty] | 0 | 0 | 0 | 0
[29 empty] | 0 | 0 | 0 | 0
[29 empty] | 0 | 0 | 0 | 0
[29 empty] | 0 | 0 | 0 | 0
[29 empty] | 0 | 0 | 0 | 0
[29 empty] | 0 | 0 | 0 | 0
[29 empty] | 0 | 0 | 0 | 0
[29 empty] | 0 | 0 | 0 | 0
[29 empty] | 0 | 0 | 0 | 0
[29 empty] | 0 | 0 | 0 | 0
[29 empty] | 0 | 0 | 0 | 0
[29 empty] | 0 | 0 | 0 | 0
[29 empty] | 0 | 0 | 0 | 0
[29 empty] | 0 | 0 | 0 | 0
[29 empty] | 0 | 0 | 0 | 0
[29 empty] | 0 | 0 | 0 | 0
[29 empty] | 0 | 0 | 0 | 0
[29 empty] | 0 | 0 | 0 | 0
[29 empty] | 0 | 0 | 0 | 0
[29 empty] | 0 | 0 | 0 | 0
[29 empty] | 0 | 0 | 0 | 0
[29 empty] | 0 | 0 | 0 | 0
[29 empty] | 0 | 0 | 0 | 0
[29 empty] | 0 | 0 | 0 | 0
[29 empty] | 0 | 0 | 0 | 0
[29 empty] | 0 | 0 | 0 | 0
[29 empty] | 0 | 0 | 0 | 0
[29 empty] | 0 | 0 | 0 | 0
[29 empty] | 0 | 0 | 0 | 0
[29 empty] | 0 | 0 | 0 | 0
[29 empty] | 0 | 0 | 0 | 0
[29 empty] | 0 | 0 | 0 | 0
[29 empty] | 0 | 0 | 0 | 0
[29 empty] | 0 | 0 | 0 | 0
[29 empty] | 0 | 0 | 0 | 0
[29 empty] | 0 | 0 | 0 | 0
[29 empty] | 0 | 0 | 0 | 0
[29 empty] | 0 | 0 | 0 | 0
[29 empty] | 0 | 0 | 0 | 0
[29 empty] | 0 | 0 | 0 | 0
[29 empty] | 0 | 0 | 0 | 0
[29 empty] | 0 | 0 | 0 | 0
[29 empty] | 0 | 0 | 0 | 0
[29 empty] | 0 | 0 | 0 | 0
[29 empty] | 0 | 0 | 0 | 0
[29 empty] | 0 | 0 | 0 | 0
[29 empty] | 0 | 0 | 0 | 0
[29 empty] | 0 | 0 | 0 | 0
[29 empty] | 0 | 0 | 0 | 0
[29 empty] | 0 | 0 | 0 | 0
[29 empty] | 0 | 0 | 0 | 0
[29 empty] | 0 | 0 | 0 | 0
[29 empty] | 0 | 0 | 0 | 0
[29 empty] | 0 | 0 | 0 | 0
[29 empty] | 0 | 0 | 0 | 0
[29 empty] | 0 | 0 | 0 | 0
[29 empty] | 0 | 0 | 0 | 0
[29 empty] | 0 | 0 | 0 | 0
[29 empty] | 0 | 0 | 0 | 0
[29 empty] | 0 | 0 | 0 | 0
[29 empty] | 0 | 0 | 0 | 0
[29 empty] | 0 | 0 | 0 | 0
[29 empty] | 0 | 0 | 0 | 0
[29 empty] | 0 | 0 | 0 | 0
[29 empty] | 0 | 0 | 0 | 0
[29 empty] | 0 | 0 | 0 | 0
[29 empty] | 0 | 0 | 0 | 0
[29 empty] | 0 | 0 | 0 | 0
[29 empty] | 0 | 0 | 0 | 0
[29 empty] | 0 | 0 | 0 | 0
[29 empty] | 0 | 0 | 0 | 0
[29 empty] | 0 | 0 | 0 | 0
[29 empty] | 0 | 0 | 0 | 0
[29 empty] | 0 | 0 | 0 | 0
[29 empty] | 0 | 0 | 0 | 0
[29 empty] | 0 | 0 | 0 | 0
[29 empty] | 0 | 0 | 0 | 0
[29 empty] | 0 | 0 | 0 | 0
[29 empty] | 0 | 0 | 0 | 0
[29 empty] | 0 | 0 | 0 | 0
[29 empty] | 0 | 0 | 0 | 0
[29 empty] | 0 | 0 | 0 | 0
[29 empty] | 0 | 0 | 0 | 0
[29 empty] | 0 | 0 | 0 | 0
[29 empty] | 0 | 0 | 0 | 0
[29 empty] | 0 | 0 | 0 | 0
[29 empty] | 0 | 0 | 0 | 0
[29 empty] | 0 | 0 | 0 | 0
[29 empty] | 0 | 0 | 0 | 0
[29 empty] | 0 | 0 | 0 | 0
[29 empty] | 0 | 0 | 0 | 0
[29 empty] | 0 | 0 | 0 | 0
[29 empty] | 0 | 0 | 0 | 0
[29 empty] | 0 | 0 | 0 | 0
[29 empty] | 0 | 0 | 0 | 0
[29 empty] | 0 | 0 | 0 | 0
[29 empty] | 0 | 0 | 0 | 0
[29 empty] | 0 | 0 | 0 | 0
[29 empty] | 0 | 0 | 0 | 0
[29 empty] | 0 | 0 | 0 | 0
[29 empty] | 0 | 0 | 0 | 0
[29 empty] | 0 | 0 | 0 | 0
[29 empty] | 0 | 0 | 0 | 0
[29 empty] | 0 | 0 | 0 | 0
[29 empty] | 0 | 0 | 0 | 0
[29 empty] | 0 | 0 | 0 | 0
[29 empty] | 0 | 0 | 0 | 0
[29 empty] | 0 | 0 | 0 | 0
[29 empty] | 0 | 0 | 0 | 0
[29 empty] | 0 | 0 | 0 | 0
[29 empty] | 0 | 0 | 0 | 0
[29 empty] | 0 | 0 | 0 | 0
[29 empty] | 0 | 0 | 0 | 0
[29 empty] | 0 | 0 | 0 | 0
[29 empty] | 0 | 0 | 0 | 0
[29 empty] | 0 | 0 | 0 | 0
[29 empty] | 0 | 0 | 0 | 0
[29 empty] | 0 | 0 | 0 | 0
[29 empty] | 0 | 0 | 0 | 0
[29 empty] | 0 | 0 | 0 | 0
[29 empty] | 0 | 0 | 0 | 0
[29 empty] | 0 | 0 | 0 | 0
[29 empty] | 0 | 0 | 0 | 0
[29 empty] | 0 | 0 | 0 | 0
[29 empty] | 0 | 0 | 0 | 0
[29 empty] | 0 | 0 | 0 | 0
[29 empty] | 0 | 0 | 0 | 0
[29 empty] | 0 | 0 | 0 | 0
[29 empty] | 0 | 0 | 0 | 0
[29 empty] | 0 | 0 | 0 | 0
[29 empty] | 0 | 0 | 0 | 0
[29 empty] | 0 | 0 | 0 | 0
[29 empty] | 0 | 0 | 0 | 0
[29 empty] | 0 | 0 | 0 | 0
[29 empty] | 0 | 0 | 0 | 0
[29 empty] | 0 | 0 | 0 | 0
[29 empty] | 0 | 0 | 0 | 0
[29 empty] | 0 | 0 | 0 | 0
[29 empty] | 0 | 0 | 0 | 0
[29 empty] | 0 | 0 | 0 | 0
[29 empty] | 0 | 0 | 0 | 0
[29 empty] | 0 | 0 | 0 | 0
[29 empty] | 0 | 0 | 0 | 0
[29 empty] | 0 | 0 | 0 | 0
[29 empty] | 0 | 0 | 0 | 0
[29 empty] | 0 | 0 | 0 | 0
[29 empty] | 0 | 0 | 0 | 0
[29 empty] | 0 | 0 | 0 | 0
[29 empty] | 0 | 0 | 0 | 0
[29 empty] | 0 | 0 | 0 | 0
[29 empty] | 0 | 0 | 0 | 0
[29 empty] | 0 | 0 | 0 | 0
[29 empty] | 0 | 0 | 0 | 0
[29 empty] | 0 | 0 | 0 | 0
[29 empty] | 0 | 0 | 0 | 0
[29 empty] | 0 | 0 | 0 | 0
[29 empty] | 0 | 0 | 0 | 0
[29 empty] | 0 | 0 | 0 | 0
[29 empty] | 0 | 0 | 0 | 0
[29 empty] | 0 | 0 | 0 | 0
[29 empty] | 0 | 0 | 0 | 0
[29 empty] | 0 | 0 | 0 | 0
[29 empty] | 0 | 0 | 0 | 0
[29 empty] | 0 | 0 | 0 | 0
[29 empty] | 0 | 0 | 0 | 0
[29 empty] | 0 | 0 | 0 | 0
[29 empty] | 0 | 0 | 0 | 0
[29 empty] | 0 | 0 | 0 | 0
[29 empty] | 0 | 0 | 0 | 0
[29 empty] | 0 | 0 | 0 | 0
[29 empty] | 0 | 0 | 0 | 0
[29 empty] | 0 | 0 | 0 | 0
[29 empty] | 0 | 0 | 0 | 0
[29 empty] | 0 | 0 | 0 | 0
[29 empty] | 0 | 0 | 0 | 0
[29 empty] | 0 | 0 | 0 | 0
[29 empty] | 0 | 0 | 0 | 0
[29 empty] | 0 | 0 | 0 | 0
[29 empty] | 0 | 0 | 0 | 0
[29 empty] | 0 | 0 | 0 | 0
[29 empty] | 0 | 0 | 0 | 0
[29 empty] | 0 | 0 | 0 | 0
[29 empty] | 0 | 0 | 0 | 0
[29 empty] | 0 | 0 | 0 | 0
[29 empty] | 0 | 0 | 0 | 0
[29 empty] | 0 | 0 | 0 | 0
[29 empty] | 0 | 0 | 0 | 0
[29 empty] | 0 | 0 | 0 | 0
[29 empty] | 0 | 0 | 0 | 0
[29 empty] | 0 | 0 | 0 | 0
[29 empty] | 0 | 0 | 0 | 0
[29 empty] | 0 | 0 | 0 | 0
[29 empty] | 0 | 0 | 0 | 0
[29 empty] | 0 | 0 | 0 | 0
[29 empty] | 0 | 0 | 0 | 0
[29 empty] | 0 | 0 | 0 | 0
[29 empty] | 0 | 0 | 0 | 0
[29 empty] | 0 | 0 | 0 | 0
[29 empty] | 0 | 0 | 0 | 0
[29 empty] | 0 | 0 | 0 | 0
[29 empty] | 0 | 0 | 0 | 0
[29 empty] | 0 | 0 | 0 | 0
[29 empty] | 0 | 0 | 0 | 0
[29 empty] | 0 | 0 | 0 | 0
[29 empty] | 0 | 0 | 0 | 0
[29 empty] | 0 | 0 | 0 | 0
[29 empty] | 0 | 0 | 0 | 0
[29 empty] | 0 | 0 | 0 | 0
[29 empty] | 0 | 0 | 0 | 0
[29 empty] | 0 | 0 | 0 | 0
[29 empty] | 0 | 0 | 0 | 0
[29 empty] | 0 | 0 | 0 | 0
[29 empty] | 0 | 0 | 0 | 0
[29 empty] | 0 | 0 | 0 | 0
[29 empty] | 0 | 0 | 0 | 0
[29 empty] | 0 | 0 | 0 | 0
[29 empty] | 0 | 0 | 0 | 0
[29 empty] | 0 | 0 | 0 | 0
[29 empty] | 0 | 0 | 0 | 0
[29 empty] | 0 | 0 | 0 | 0
[29 empty] | 0 | 0 | 0 | 0
[29 empty] | 0 | 0 | 0 | 0
[29 empty] | 0 | 0 | 0 | 0
[29 empty] | 0 | 0 | 0 | 0
[29 empty] | 0 | 0 | 0 | 0
[29 empty] | 0 | 0 | 0 | 0
[29 empty] | 0 | 0 | 0 | 0
[29 empty] | 0 | 0 | 0 | 0
[29 empty] | 0 | 0 | 0 | 0
[29 empty] | 0 | 0 | 0 | 0
[29 empty] | 0 | 0 | 0 | 0
[29 empty] | 0 | 0 | 0 | 0
[29 empty] | 0 | 0 | 0 | 0
[29 empty] | 0 | 0 | 0 | 0
[29 empty] | 0 | 0 | 0 | 0
[29 empty] | 0 | 0 | 0 | 0
[29 empty] | 0 | 0 | 0 | 0
[29 empty] | 0 | 0 | 0 | 0
[29 empty] | 0 | 0 | 0 | 0
[29 empty] | 0 | 0 | 0 | 0
[29 empty] | 0 | 0 | 0 | 0
[29 empty] | 0 | 0 | 0 | 0
[29 empty] | 0 | 0 | 0 | 0
[29 empty] | 0 | 0 | 0 | 0
[29 empty] | 0 | 0 | 0 | 0
[29 empty] | 0 | 0 | 0 | 0
[29 empty] | 0 | 0 | 0 | 0
[29 empty] | 0 | 0 | 0 | 0
[29 empty] | 0 | 0 | 0 | 0
[29 empty] | 0 | 0 | 0 | 0
[29 empty] | 0 | 0 | 0 | 0
[29 empty] | 0 | 0 | 0 | 0
[29 empty] | 0 | 0 | 0 | 0
[29 empty] | 0 | 0 | 0 | 0
[29 empty] | 0 | 0 | 0 | 0
[29 empty] | 0 | 0 | 0 | 0
[29 empty] | 0 | 0 | 0 | 0
[29 empty] | 0 | 0 | 0 | 0
[29 empty] | 0 | 0 | 0 | 0
[29 empty] | 0 | 0 | 0 | 0
[29 empty] | 0 | 0 | 0 | 0
[29 empty] | 0 | 0 | 0 | 0
[29 empty] | 0 | 0 | 0 | 0
[29 empty] | 0 | 0 | 0 | 0
[29 empty] | 0 | 0 | 0 | 0
[29 empty] | 0 | 0 | 0 | 0
[29 empty] | 0 | 0 | 0 | 0
[29 empty] | 0 | 0 | 0 | 0
[29 empty] | 0 | 0 | 0 | 0
[29 empty] | 0 | 0 | 0 | 0
[29 empty] | 0 | 0 | 0 | 0
[29 empty] | 0 | 0 | 0 | 0
[29 empty] | 0 | 0 | 0 | 0
[29 empty] | 0 | 0 | 0 | 0
[29 empty] | 0 | 0 | 0 | 0
[29 empty] | 0 | 0 | 0 | 0
[29 empty] | 0 | 0 | 0 | 0
[29 empty] | 0 | 0 | 0 | 0
[29 empty] | 0 | 0 | 0 | 0
[29 empty] | 0 | 0 | 0 | 0
[29 empty] | 0 | 0 | 0 | 0
[29 empty] | 0 | 0 | 0 | 0
[29 empty] | 0 | 0 | 0 | 0
[29 empty] | 0 | 0 | 0 | 0
[29 empty] | 0 | 0 | 0 | 0
[29 empty] | 0 | 0 | 0 | 0
[29 empty] | 0 | 0 | 0 | 0
[29 empty] | 0 | 0 | 0 | 0
[29 empty] | 0 | 0 | 0 | 0
[29 empty] | 0 | 0 | 0 | 0
[29 empty] | 0 | 0 | 0 | 0
[29 empty] | 0 | 0 | 0 | 0
[29 empty] | 0 | 0 | 0 | 0
[29 empty] | 0 | 0 | 0 | 0
[29 empty] | 0 | 0 | 0 | 0
[29 empty] | 0 | 0 | 0 | 0
[29 empty] | 0 | 0 | 0 | 0
[29 empty] | 0 | 0 | 0 | 0
[29 empty] | 0 | 0 | 0 | 0
[29 empty] | 0 | 0 | 0 | 0
[29 empty] | 0 | 0 | 0 | 0
[29 empty] | 0 | 0 | 0 | 0
[29 empty] | 0 | 0 | 0 | 0
[29 empty] | 0 | 0 | 0 | 0
[29 empty] | 0 | 0 | 0 | 0
[29 empty] | 0 | 0 | 0 | 0
[29 empty] | 0 | 0 | 0 | 0
[29 empty] | 0 | 0 | 0 | 0
[29 empty] | 0 | 0 | 0 | 0
[29 empty] | 0 | 0 | 0 | 0
[29 empty] | 0 | 0 | 0 | 0
[29 empty] | 0 | 0 | 0 | 0
[29 empty] | 0 | 0 | 0 | 0
[29 empty] | 0 | 0 | 0 | 0
[29 empty] | 0 | 0 | 0 | 0
[29 empty] | 0 | 0 | 0 | 0
[29 empty] | 0 | 0 | 0 | 0
[29 empty] | 0 | 0 | 0 | 0
[29 empty] | 0 | 0 | 0 | 0
[29 empty] | 0 | 0 | 0 | 0
[29 empty] | 0 | 0 | 0 | 0
[29 empty] | 0 | 0 | 0 | 0
[29 empty] | 0 | 0 | 0 | 0
[29 empty] | 0 | 0 | 0 | 0
[29 empty] | 0 | 0 | 0 | 0
[29 empty] | 0 | 0 | 0 | 0
[29 empty] | 0 | 0 | 0 | 0
[29 empty] | 0 | 0 | 0 | 0
[29 empty] | 0 | 0 | 0 | 0
[29 empty] | 0 | 0 | 0 | 0
[29 empty] | 0 | 0 | 0 | 0
[29 empty] | 0 | 0 | 0 | 0
[29 empty] | 0 | 0 | 0 | 0
[29 empty] | 0 | 0 | 0 | 0
[29 empty] | 0 | 0 | 0 | 0
[29 empty] | 0 | 0 | 0 | 0
[29 empty] | 0 | 0 | 0 | 0
[29 empty] | 0 | 0 | 0 | 0
[29 empty] | 0 | 0 | 0 | 0
[29 empty] | 0 | 0 | 0 | 0
[29 empty] | 0 | 0 | 0 | 0
[29 empty] | 0 | 0 | 0 | 0
[29 empty] | 0 | 0 | 0 | 0
[29 empty] | 0 | 0 | 0 | 0
[29 empty] | 0 | 0 | 0 | 0
[29 empty] | 0 | 0 | 0 | 0
[29 empty] | 0 | 0 | 0 | 0
[29 empty] | 0 | 0 | 0 | 0
[29 empty] | 0 | 0 | 0 | 0
[29 empty] | 0 | 0 | 0 | 0
[29 empty] | 0 | 0 | 0 | 0
[29 empty] | 0 | 0 | 0 | 0
[29 empty] | 0 | 0 | 0 | 0
[29 empty] | 0 | 0 | 0 | 0
[29 empty] | 0 | 0 | 0 | 0
[29 empty] | 0 | 0 | 0 | 0
[29 empty] | 0 | 0 | 0 | 0
[29 empty] | 0 | 0 | 0 | 0
[29 empty] | 0 | 0 | 0 | 0
[29 empty] | 0 | 0 | 0 | 0
[29 empty] | 0 | 0 | 0 | 0
[29 empty] | 0 | 0 | 0 | 0
[29 empty] | 0 | 0 | 0 | 0
[29 empty] | 0 | 0 | 0 | 0
[29 empty] | 0 | 0 | 0 | 0
[29 empty] | 0 | 0 | 0 | 0
[29 empty] | 0 | 0 | 0 | 0
[29 empty] | 0 | 0 | 0 | 0
[29 empty] | 0 | 0 | 0 | 0
[29 empty] | 0 | 0 | 0 | 0
[29 empty] | 0 | 0 | 0 | 0
[29 empty] | 0 | 0 | 0 | 0
[29 empty] | 0 | 0 | 0 | 0
[29 empty] | 0 | 0 | 0 | 0
[29 empty] | 0 | 0 | 0 | 0
[29 empty] | 0 | 0 | 0 | 0
[29 empty] | 0 | 0 | 0 | 0
[29 empty] | 0 | 0 | 0 | 0
[29 empty] | 0 | 0 | 0 | 0
[29 empty] | 0 | 0 | 0 | 0
[29 empty] | 0 | 0 | 0 | 0
[29 empty] | 0 | 0 | 0 | 0
[29 empty] | 0 | 0 | 0 | 0
[29 empty] | 0 | 0 | 0 | 0
[29 empty] | 0 | 0 | 0 | 0
[29 empty] | 0 | 0 | 0 | 0
[29 empty] | 0 | 0 | 0 | 0
[29 empty] | 0 | 0 | 0 | 0
[29 empty] | 0 | 0 | 0 | 0
[29 empty] | 0 | 0 | 0 | 0
[29 empty] | 0 | 0 | 0 | 0
[29 empty] | 0 | 0 | 0 | 0
[29 empty] | 0 | 0 | 0 | 0
[29 empty] | 0 | 0 | 0 | 0
[29 empty] | 0 | 0 | 0 | 0
[29 empty] | 0 | 0 | 0 | 0
[29 empty] | 0 | 0 | 0 | 0
[29 empty] | 0 | 0 | 0 | 0
[29 empty] | 0 | 0 | 0 | 0
[29 empty] | 0 | 0 | 0 | 0
[29 empty] | 0 | 0 | 0 | 0
[29 empty] | 0 | 0 | 0 | 0
[29 empty] | 0 | 0 | 0 | 0
[29 empty] | 0 | 0 | 0 | 0
[29 empty] | 0 | 0 | 0 | 0
[29 empty] | 0 | 0 | 0 | 0
[29 empty] | 0 | 0 | 0 | 0
[29 empty] | 0 | 0 | 0 | 0
[29 empty] | 0 | 0 | 0 | 0
[29 empty] | 0 | 0 | 0 | 0
[29 empty] | 0 | 0 | 0 | 0
[29 empty] | 0 | 0 | 0 | 0
[29 empty] | 0 | 0 | 0 | 0
[29 empty] | 0 | 0 | 0 | 0
[29 empty] | 0 | 0 | 0 | 0
[29 empty] | 0 | 0 | 0 | 0
[29 empty] | 0 | 0 | 0 | 0
[29 empty] | 0 | 0 | 0 | 0
[29 empty] | 0 | 0 | 0 | 0
[29 empty] | 0 | 0 | 0 | 0
[29 empty] | 0 | 0 | 0 | 0
[29 empty] | 0 | 0 | 0 | 0
[29 empty] | 0 | 0 | 0 | 0
[29 empty] | 0 | 0 | 0 | 0
[29 empty] | 0 | 0 | 0 | 0
[29 empty] | 0 | 0 | 0 | 0
[29 empty] | 0 | 0 | 0 | 0
[29 empty] | 0 | 0 | 0 | 0
[29 empty] | 0 | 0 | 0 | 0
[29 empty] | 0 | 0 | 0 | 0
[29 empty] | 0 | 0 | 0 | 0
[29 empty] | 0 | 0 | 0 | 0
[29 empty] | 0 | 0 | 0 | 0
[29 empty] | 0 | 0 | 0 | 0
[29 empty] | 0 | 0 | 0 | 0
[29 empty] | 0 | 0 | 0 | 0
[29 empty] | 0 | 0 | 0 | 0
[29 empty] | 0 | 0 | 0 | 0
[29 empty] | 0 | 0 | 0 | 0
[29 empty] | 0 | 0 | 0 | 0
[29 empty] | 0 | 0 | 0 | 0
[29 empty] | 0 | 0 | 0 | 0
[29 empty] | 0 | 0 | 0 | 0
[29 empty] | 0 | 0 | 0 | 0
[29 empty] | 0 | 0 | 0 | 0
[29 empty] | 0 | 0 | 0 | 0
[29 empty] | 0 | 0 | 0 | 0
[29 empty] | 0 | 0 | 0 | 0
[29 empty] | 0 | 0 | 0 | 0
[29 empty] | 0 | 0 | 0 | 0
[29 empty] | 0 | 0 | 0 | 0
[29 empty] | 0 | 0 | 0 | 0
[29 empty] | 0 | 0 | 0 | 0
[29 empty] | 0 | 0 | 0 | 0
[29 empty] | 0 | 0 | 0 | 0
[29 empty] | 0 | 0 | 0 | 0
[29 empty] | 0 | 0 | 0 | 0
[29 empty] | 0 | 0 | 0 | 0
[29 empty] | 0 | 0 | 0 | 0
[29 empty] | 0 | 0 | 0 | 0
[29 empty] | 0 | 0 | 0 | 0
[29 empty] | 0 | 0 | 0 | 0
[29 empty] | 0 | 0 | 0 | 0
[29 empty] | 0 | 0 | 0 | 0
[29 empty] | 0 | 0 | 0 | 0
[29 empty] | 0 | 0 | 0 | 0
[29 empty] | 0 | 0 | 0 | 0
[29 empty] | 0 | 0 | 0 | 0
[29 empty] | 0 | 0 | 0 | 0
[29 empty] | 0 | 0 | 0 | 0
[29 empty] | 0 | 0 | 0 | 0
[29 empty] | 0 | 0 | 0 | 0
[29 empty] | 0 | 0 | 0 | 0
[29 empty] | 0 | 0 | 0 | 0
[29 empty] | 0 | 0 | 0 | 0
[29 empty] | 0 | 0 | 0 | 0
[29 empty] | 0 | 0 | 0 | 0
[29 empty] | 0 | 0 | 0 | 0
[29 empty] | 0 | 0 | 0 | 0
[29 empty] | 0 | 0 | 0 | 0
[29 empty] | 0 | 0 | 0 | 0
[29 empty] | 0 | 0 | 0 | 0
[29 empty] | 0 | 0 | 0 | 0
[29 empty] | 0 | 0 | 0 | 0
[29 empty] | 0 | 0 | 0 | 0
[29 empty] | 0 | 0 | 0 | 0
[29 empty] | 0 | 0 | 0 | 0
[29 empty] | 0 | 0 | 0 | 0
[29 empty] | 0 | 0 | 0 | 0
[29 empty] | 0 | 0 | 0 | 0
[29 empty] | 0 | 0 | 0 | 0
[29 empty] | 0 | 0 | 0 | 0
[29 empty] | 0 | 0 | 0 | 0
[29 empty] | 0 | 0 | 0 | 0
[29 empty] | 0 | 0 | 0 | 0
[29 empty] | 0 | 0 | 0 | 0
[29 empty] | 0 | 0 | 0 | 0
[29 empty] | 0 | 0 | 0 | 0
[29 empty] | 0 | 0 | 0 | 0
[29 empty] | 0 | 0 | 0 | 0
[29 empty] | 0 | 0 | 0 | 0
[29 empty] | 0 | 0 | 0 | 0
[29 empty] | 0 | 0 | 0 | 0
[29 empty] | 0 | 0 | 0 | 0
[29 empty] | 0 | 0 | 0 | 0
[29 empty] | 0 | 0 | 0 | 0
[29 empty] | 0 | 0 | 0 | 0
[29 empty] | 0 | 0 | 0 | 0
[29 empty] | 0 | 0 | 0 | 0
[29 empty] | 0 | 0 | 0 | 0
[29 empty] | 0 | 0 | 0 | 0
[29 empty] | 0 | 0 | 0 | 0
[29 empty] | 0 | 0 | 0 | 0
[29 empty] | 0 | 0 | 0 | 0
[29 empty] | 0 | 0 | 0 | 0
[29 empty] | 0 | 0 | 0 | 0
[29 empty] | 0 | 0 | 0 | 0
[29 empty] | 0 | 0 | 0 | 0
[29 empty] | 0 | 0 | 0 | 0
[29 empty] | 0 | 0 | 0 | 0
[29 empty] | 0 | 0 | 0 | 0
[29 empty] | 0 | 0 | 0 | 0
[29 empty] | 0 | 0 | 0 | 0
[29 empty] | 0 | 0 | 0 | 0
[29 empty] | 0 | 0 | 0 | 0
[29 empty] | 0 | 0 | 0 | 0
[29 empty] | 0 | 0 | 0 | 0
[29 empty] | 0 | 0 | 0 | 0
[29 empty] | 0 | 0 | 0 | 0
[29 empty] | 0 | 0 | 0 | 0
[29 empty] | 0 | 0 | 0 | 0
[29 empty] | 0 | 0 | 0 | 0
[29 empty] | 0 | 0 | 0 | 0
[29 empty] | 0 | 0 | 0 | 0
[29 empty] | 0 | 0 | 0 | 0
[29 empty] | 0 | 0 | 0 | 0
[29 empty] | 0 | 0 | 0 | 0
[29 empty] | 0 | 0 | 0 | 0
[29 empty] | 0 | 0 | 0 | 0
[29 empty] | 0 | 0 | 0 | 0
[29 empty] | 0 | 0 | 0 | 0
[29 empty] | 0 | 0 | 0 | 0
[29 empty] | 0 | 0 | 0 | 0
[29 empty] | 0 | 0 | 0 | 0
[29 empty] | 0 | 0 | 0 | 0
[29 empty] | 0 | 0 | 0 | 0
[29 empty] | 0 | 0 | 0 | 0
[29 empty] | 0 | 0 | 0 | 0
[29 empty] | 0 | 0 | 0 | 0
[29 empty] | 0 | 0 | 0 | 0
[29 empty] | 0 | 0 | 0 | 0
[29 empty] | 0 | 0 | 0 | 0
[29 empty] | 0 | 0 | 0 | 0
[29 empty] | 0 | 0 | 0 | 0
[29 empty] | 0 | 0 | 0 | 0
[29 empty] | 0 | 0 | 0 | 0
[29 empty] | 0 | 0 | 0 | 0
[29 empty] | 0 | 0 | 0 | 0
[29 empty] | 0 | 0 | 0 | 0
[29 empty] | 0 | 0 | 0 | 0
[29 empty] | 0 | 0 | 0 | 0
[29 empty] | 0 | 0 | 0 | 0
[29 empty] | 0 | 0 | 0 | 0
[29 empty] | 0 | 0 | 0 | 0
[29 empty] | 0 | 0 | 0 | 0
[29 empty] | 0 | 0 | 0 | 0
[29 empty] | 0 | 0 | 0 | 0
[29 empty] | 0 | 0 | 0 | 0
[29 empty] | 0 | 0 | 0 | 0
[29 empty] | 0 | 0 | 0 | 0
[29 empty] | 0 | 0 | 0 | 0
[29 empty] | 0 | 0 | 0 | 0
[29 empty] | 0 | 0 | 0 | 0
[29 empty] | 0 | 0 | 0 | 0
[29 empty] | 0 | 0 | 0 | 0
[29 empty] | 0 | 0 | 0 | 0
[29 empty] | 0 | 0 | 0 | 0
[29 empty] | 0 | 0 | 0 | 0
[29 empty] | 0 | 0 | 0 | 0
[29 empty] | 0 | 0 | 0 | 0
[29 empty] | 0 | 0 | 0 | 0
[29 empty] | 0 | 0 | 0 | 0
[29 empty] | 0 | 0 | 0 | 0
[29 empty] | 0 | 0 | 0 | 0
[29 empty] | 0 | 0 | 0 | 0
[29 empty] | 0 | 0 | 0 | 0
[29 empty] | 0 | 0 | 0 | 0
[29 empty] | 0 | 0 | 0 | 0
[29 empty] | 0 | 0 | 0 | 0
[29 empty] | 0 | 0 | 0 | 0
[29 empty] | 0 | 0 | 0 | 0
[29 empty] | 0 | 0 | 0 | 0
[29 empty] | 0 | 0 | 0 | 0
[29 empty] | 0 | 0 | 0 | 0
[29 empty] | 0 | 0 | 0 | 0
[29 empty] | 0 | 0 | 0 | 0
[29 empty] | 0 | 0 | 0 | 0
[29 empty] | 0 | 0 | 0 | 0
[29 empty] | 0 | 0 | 0 | 0
[29 empty] | 0 | 0 | 0 | 0
[29 empty] | 0 | 0 | 0 | 0
[29 empty] | 0 | 0 | 0 | 0
[29 empty] | 0 | 0 | 0 | 0
[29 empty] | 0 | 0 | 0 | 0
[29 empty] | 0 | 0 | 0 | 0
[29 empty] | 0 | 0 | 0 | 0
[29 empty] | 0 | 0 | 0 | 0
[29 empty] | 0 | 0 | 0 | 0
[29 empty] | 0 | 0 | 0 | 0
[29 empty] | 0 | 0 | 0 | 0
[29 empty] | 0 | 0 | 0 | 0
[29 empty] | 0 | 0 | 0 | 0
[29 empty] | 0 | 0 | 0 | 0
[29 empty] | 0 | 0 | 0 | 0
[29 empty] | 0 | 0 | 0 | 0
[29 empty] | 0 | 0 | 0 | 0
[29 empty] | 0 | 0 | 0 | 0
[29 empty] | 0 | 0 | 0 | 0
[29 empty] | 0 | 0 | 0 | 0
[29 empty] | 0 | 0 | 0 | 0
[29 empty] | 0 | 0 | 0 | 0
[29 empty] | 0 | 0 | 0 | 0
[29 empty] | 0 | 0 | 0 | 0
[29 empty] | 0 | 0 | 0 | 0
[29 empty] | 0 | 0 | 0 | 0
[29 empty] | 0 | 0 | 0 | 0
[29 empty] | 0 | 0 | 0 | 0
[29 empty] | 0 | 0 | 0 | 0
[29 empty] | 0 | 0 | 0 | 0
[29 empty] | 0 | 0 | 0 | 0
[29 empty] | 0 | 0 | 0 | 0
[29 empty] | 0 | 0 | 0 | 0
[29 empty] | 0 | 0 | 0 | 0
[29 empty] | 0 | 0 | 0 | 0
[29 empty] | 0 | 0 | 0 | 0
[29 empty] | 0 | 0 | 0 | 0
[29 empty] | 0 | 0 | 0 | 0
[29 empty] | 0 | 0 | 0 | 0
[29 empty] | 0 | 0 | 0 | 0
[29 empty] | 0 | 0 | 0 | 0
[29 empty] | 0 | 0 | 0 | 0
[29 empty] | 0 | 0 | 0 | 0
[29 empty] | 0 | 0 | 0 | 0
[29 empty] | 0 | 0 | 0 | 0
[29 empty] | 0 | 0 | 0 | 0
[29 empty] | 0 | 0 | 0 | 0
[29 empty] | 0 | 0 | 0 | 0
[29 empty] | 0 | 0 | 0 | 0
[29 empty] | 0 | 0 | 0 | 0
[29 empty] | 0 | 0 | 0 | 0
[29 empty] | 0 | 0 | 0 | 0
[29 empty] | 0 | 0 | 0 | 0
[29 empty] | 0 | 0 | 0 | 0
[29 empty] | 0 | 0 | 0 | 0
[29 empty] | 0 | 0 | 0 | 0
[29 empty] | 0 | 0 | 0 | 0
[29 empty] | 0 | 0 | 0 | 0
[29 empty] | 0 | 0 | 0 | 0
[29 empty] | 0 | 0 | 0 | 0
[29 empty] | 0 | 0 | 0 | 0
[29 empty] | 0 | 0 | 0 | 0
[29 empty] | 0 | 0 | 0 | 0
[29 empty] | 0 | 0 | 0 | 0
[29 empty] | 0 | 0 | 0 | 0
[29 empty] | 0 | 0 | 0 | 0
[29 empty] | 0 | 0 | 0 | 0
[29 empty] | 0 | 0 | 0 | 0
[29 empty] | 0 | 0 | 0 | 0
[29 empty] | 0 | 0 | 0 | 0
[29 empty] | 0 | 0 | 0 | 0
[29 empty] | 0 | 0 | 0 | 0
[29 empty] | 0 | 0 | 0 | 0
[29 empty] | 0 | 0 | 0 | 0
[29 empty] | 0 | 0 | 0 | 0
[29 empty] | 0 | 0 | 0 | 0
[29 empty] | 0 | 0 | 0 | 0
[29 empty] | 0 | 0 | 0 | 0
[29 empty] | 0 | 0 | 0 | 0
[29 empty] | 0 | 0 | 0 | 0
[29 empty] | 0 | 0 | 0 | 0
[29 empty] | 0 | 0 | 0 | 0
[29 empty] | 0 | 0 | 0 | 0
[29 empty] | 0 | 0 | 0 | 0
[29 empty] | 0 | 0 | 0 | 0
[29 empty] | 0 | 0 | 0 | 0
[29 empty] | 0 | 0 | 0 | 0
[29 empty] | 0 | 0 | 0 | 0
[29 empty] | 0 | 0 | 0 | 0
[29 empty] | 0 | 0 | 0 | 0
[29 empty] | 0 | 0 | 0 | 0
[29 empty] | 0 | 0 | 0 | 0
[29 empty] | 0 | 0 | 0 | 0
[29 empty] | 0 | 0 | 0 | 0
[29 empty] | 0 | 0 | 0 | 0
[29 empty] | 0 | 0 | 0 | 0
[29 empty] | 0 | 0 | 0 | 0
[29 empty] | 0 | 0 | 0 | 0
[29 empty] | 0 | 0 | 0 | 0
[29 empty] | 0 | 0 | 0 | 0
[29 empty] | 0 | 0 | 0 | 0
[29 empty] | 0 | 0 | 0 | 0
[29 empty] | 0 | 0 | 0 | 0
[29 empty] | 0 | 0 | 0 | 0
[29 empty] | 0 | 0 | 0 | 0
[29 empty] | 0 | 0 | 0 | 0
[29 empty] | 0 | 0 | 0 | 0
[29 empty] | 0 | 0 | 0 | 0
[29 empty] | 0 | 0 | 0 | 0
[29 empty] | 0 | 0 | 0 | 0
[29 empty] | 0 | 0 | 0 | 0
[29 empty] | 0 | 0 | 0 | 0
[29 empty] | 0 | 0 | 0 | 0
[29 empty] | 0 | 0 | 0 | 0
[29 empty] | 0 | 0 | 0 | 0
[29 empty] | 0 | 0 | 0 | 0
[29 empty] | 0 | 0 | 0 | 0
[29 empty] | 0 | 0 | 0 | 0
[29 empty] | 0 | 0 | 0 | 0
[29 empty] | 0 | 0 | 0 | 0
[29 empty] | 0 | 0 | 0 | 0
[29 empty] | 0 | 0 | 0 | 0
[29 empty] | 0 | 0 | 0 | 0
[29 empty] | 0 | 0 | 0 | 0
[29 empty] | 0 | 0 | 0 | 0
[29 empty] | 0 | 0 | 0 | 0
[29 empty] | 0 | 0 | 0 | 0
[29 empty] | 0 | 0 | 0 | 0
[29 empty] | 0 | 0 | 0 | 0
[29 empty] | 0 | 0 | 0 | 0
[29 empty] | 0 | 0 | 0 | 0
[29 empty] | 0 | 0 | 0 | 0
[29 empty] | 0 | 0 | 0 | 0
[29 empty] | 0 | 0 | 0 | 0
[29 empty] | 0 | 0 | 0 | 0
[29 empty] | 0 | 0 | 0 | 0
[29 empty] | 0 | 0 | 0 | 0
[29 empty] | 0 | 0 | 0 | 0
[29 empty] | 0 | 0 | 0 | 0
[29 empty] | 0 | 0 | 0 | 0
[29 empty] | 0 | 0 | 0 | 0
[29 empty] | 0 | 0 | 0 | 0
[29 empty] | 0 | 0 | 0 | 0
[29 empty] | 0 | 0 | 0 | 0
[29 empty] | 0 | 0 | 0 | 0
[29 empty] | 0 | 0 | 0 | 0
[29 empty] | 0 | 0 | 0 | 0
[29 empty] | 0 | 0 | 0 | 0
[29 empty] | 0 | 0 | 0 | 0
[29 empty] | 0 | 0 | 0 | 0
[29 empty] | 0 | 0 | 0 | 0
[29 empty] | 0 | 0 | 0 | 0
[29 empty] | 0 | 0 | 0 | 0
[29 empty] | 0 | 0 | 0 | 0
[29 empty] | 0 | 0 | 0 | 0
[29 empty] | 0 | 0 | 0 | 0
[29 empty] | 0 | 0 | 0 | 0
[29 empty] | 0 | 0 | 0 | 0
[29 empty] | 0 | 0 | 0 | 0
[29 empty] | 0 | 0 | 0 | 0
[29 empty] | 0 | 0 | 0 | 0
[29 empty] | 0 | 0 | 0 | 0
[29 empty] | 0 | 0 | 0 | 0
[29 empty] | 0 | 0 | 0 | 0
[29 empty] | 0 | 0 | 0 | 0
[29 empty] | 0 | 0 | 0 | 0
[29 empty] | 0 | 0 | 0 | 0
[29 empty] | 0 | 0 | 0 | 0
[29 empty] | 0 | 0 | 0 | 0
[29 empty] | 0 | 0 | 0 | 0
[29 empty] | 0 | 0 | 0 | 0
[29 empty] | 0 | 0 | 0 | 0
[29 empty] | 0 | 0 | 0 | 0
[29 empty] | 0 | 0 | 0 | 0
[29 empty] | 0 | 0 | 0 | 0
[29 empty] | 0 | 0 | 0 | 0
[29 empty] | 0 | 0 | 0 | 0
[29 empty] | 0 | 0 | 0 | 0
[29 empty] | 0 | 0 | 0 | 0
[29 empty] | 0 | 0 | 0 | 0
[29 empty] | 0 | 0 | 0 | 0
[29 empty] | 0 | 0 | 0 | 0
[29 empty] | 0 | 0 | 0 | 0
[29 empty] | 0 | 0 | 0 | 0
[29 empty] | 0 | 0 | 0 | 0
[29 empty] | 0 | 0 | 0 | 0
[29 empty] | 0 | 0 | 0 | 0
[29 empty] | 0 | 0 | 0 | 0
[29 empty] | 0 | 0 | 0 | 0
[29 empty] | 0 | 0 | 0 | 0
[29 empty] | 0 | 0 | 0 | 0
[29 empty] | 0 | 0 | 0 | 0
[29 empty] | 0 | 0 | 0 | 0
[29 empty] | 0 | 0 | 0 | 0
[29 empty] | 0 | 0 | 0 | 0
[29 empty] | 0 | 0 | 0 | 0
[29 empty] | 0 | 0 | 0 | 0
[29 empty] | 0 | 0 | 0 | 0
[29 empty] | 0 | 0 | 0 | 0
[29 empty] | 0 | 0 | 0 | 0
[29 empty] | 0 | 0 | 0 | 0
[29 empty] | 0 | 0 | 0 | 0
[29 empty] | 0 | 0 | 0 | 0
[29 empty] | 0 | 0 | 0 | 0
[29 empty] | 0 | 0 | 0 | 0
[29 empty] | 0 | 0 | 0 | 0
[29 empty] | 0 | 0 | 0 | 0
[29 empty] | 0 | 0 | 0 | 0
[29 empty] | 0 | 0 | 0 | 0
[29 empty] | 0 | 0 | 0 | 0
[29 empty] | 0 | 0 | 0 | 0
[29 empty] | 0 | 0 | 0 | 0
[29 empty] | 0 | 0 | 0 | 0
[29 empty] | 0 | 0 | 0 | 0
[29 empty] | 0 | 0 | 0 | 0
[29 empty] | 0 | 0 | 0 | 0
[29 empty] | 0 | 0 | 0 | 0
[29 empty] | 0 | 0 | 0 | 0
[29 empty] | 0 | 0 | 0 | 0
[29 empty] | 0 | 0 | 0 | 0
[29 empty] | 0 | 0 | 0 | 0
[29 empty] | 0 | 0 | 0 | 0
[29 empty] | 0 | 0 | 0 | 0
[29 empty] | 0 | 0 | 0 | 0
[29 empty] | 0 | 0 | 0 | 0
[29 empty] | 0 | 0 | 0 | 0
[29 empty] | 0 | 0 | 0 | 0
[29 empty] | 0 | 0 | 0 | 0
[29 empty] | 0 | 0 | 0 | 0
[29 empty] | 0 | 0 | 0 | 0
[29 empty] | 0 | 0 | 0 | 0
[29 empty] | 0 | 0 | 0 | 0
[29 empty] | 0 | 0 | 0 | 0
[29 empty] | 0 | 0 | 0 | 0
[29 empty] | 0 | 0 | 0 | 0
[29 empty] | 0 | 0 | 0 | 0
[29 empty] | 0 | 0 | 0 | 0
[29 empty] | 0 | 0 | 0 | 0
[29 empty] | 0 | 0 | 0 | 0
[29 empty] | 0 | 0 | 0 | 0
[29 empty] | 0 | 0 | 0 | 0
[29 empty] | 0 | 0 | 0 | 0
[29 empty] | 0 | 0 | 0 | 0
[29 empty] | 0 | 0 | 0 | 0
[29 empty] | 0 | 0 | 0 | 0
[29 empty] | 0 | 0 | 0 | 0
[29 empty] | 0 | 0 | 0 | 0
[29 empty] | 0 | 0 | 0 | 0
[29 empty] | 0 | 0 | 0 | 0
[29 empty] | 0 | 0 | 0 | 0
[29 empty] | 0 | 0 | 0 | 0
[29 empty] | 0 | 0 | 0 | 0
[29 empty] | 0 | 0 | 0 | 0
[29 empty] | 0 | 0 | 0 | 0
[29 empty] | 0 | 0 | 0 | 0
[29 empty] | 0 | 0 | 0 | 0
[29 empty] | 0 | 0 | 0 | 0
[29 empty] | 0 | 0 | 0 | 0
[29 empty] | 0 | 0 | 0 | 0
[29 empty] | 0 | 0 | 0 | 0
[29 empty] | 0 | 0 | 0 | 0
[29 empty] | 0 | 0 | 0 | 0
[29 empty] | 0 | 0 | 0 | 0
[29 empty] | 0 | 0 | 0 | 0
[29 empty] | 0 | 0 | 0 | 0
[29 empty] | 0 | 0 | 0 | 0
[29 empty] | 0 | 0 | 0 | 0
[29 empty] | 0 | 0 | 0 | 0
[29 empty] | 0 | 0 | 0 | 0
[29 empty] | 0 | 0 | 0 | 0
[29 empty] | 0 | 0 | 0 | 0
[29 empty] | 0 | 0 | 0 | 0
[29 empty] | 0 | 0 | 0 | 0
[29 empty] | 0 | 0 | 0 | 0
[29 empty] | 0 | 0 | 0 | 0
[29 empty] | 0 | 0 | 0 | 0
[29 empty] | 0 | 0 | 0 | 0
[29 empty] | 0 | 0 | 0 | 0
[29 empty] | 0 | 0 | 0 | 0
[29 empty] | 0 | 0 | 0 | 0
[29 empty] | 0 | 0 | 0 | 0
[29 empty] | 0 | 0 | 0 | 0
[29 empty] | 0 | 0 | 0 | 0
[29 empty] | 0 | 0 | 0 | 0
[29 empty] | 0 | 0 | 0 | 0
[29 empty] | 0 | 0 | 0 | 0
[29 empty] | 0 | 0 | 0 | 0
[29 empty] | 0 | 0 | 0 | 0
[29 empty] | 0 | 0 | 0 | 0
[29 empty] | 0 | 0 | 0 | 0
[29 empty] | 0 | 0 | 0 | 0
[29 empty] | 0 | 0 | 0 | 0
[29 empty] | 0 | 0 | 0 | 0
[29 empty] | 0 | 0 | 0 | 0
[29 empty] | 0 | 0 | 0 | 0
[29 empty] | 0 | 0 | 0 | 0
[29 empty] | 0 | 0 | 0 | 0
[29 empty] | 0 | 0 | 0 | 0
[29 empty] | 0 | 0 | 0 | 0
[29 empty] | 0 | 0 | 0 | 0
[29 empty] | 0 | 0 | 0 | 0
[29 empty] | 0 | 0 | 0 | 0
[29 empty] | 0 | 0 | 0 | 0
[29 empty] | 0 | 0 | 0 | 0
[29 empty] | 0 | 0 | 0 | 0
[29 empty] | 0 | 0 | 0 | 0
[29 empty] | 0 | 0 | 0 | 0
[29 empty] | 0 | 0 | 0 | 0
[29 empty] | 0 | 0 | 0 | 0
[29 empty] | 0 | 0 | 0 | 0
[29 empty] | 0 | 0 | 0 | 0
[29 empty] | 0 | 0 | 0 | 0
[29 empty] | 0 | 0 | 0 | 0
[29 empty] | 0 | 0 | 0 | 0
[29 empty] | 0 | 0 | 0 | 0
[29 empty] | 0 | 0 | 0 | 0
[29 empty] | 0 | 0 | 0 | 0
[29 empty] | 0 | 0 | 0 | 0
[29 empty] | 0 | 0 | 0 | 0
[29 empty] | 0 | 0 | 0 | 0
[29 empty] | 0 | 0 | 0 | 0
[29 empty] | 0 | 0 | 0 | 0
[29 empty] | 0 | 0 | 0 | 0
[29 empty] | 0 | 0 | 0 | 0
[29 empty] | 0 | 0 | 0 | 0
[29 empty] | 0 | 0 | 0 | 0
[29 empty] | 0 | 0 | 0 | 0
[29 empty] | 0 | 0 | 0 | 0
[29 empty] | 0 | 0 | 0 | 0
[29 empty] | 0 | 0 | 0 | 0
[29 empty] | 0 | 0 | 0 | 0
[29 empty] | 0 | 0 | 0 | 0
[29 empty] | 0 | 0 | 0 | 0
[29 empty] | 0 | 0 | 0 | 0
[29 empty] | 0 | 0 | 0 | 0
[29 empty] | 0 | 0 | 0 | 0
[29 empty] | 0 | 0 | 0 | 0
[29 empty] | 0 | 0 | 0 | 0
[29 empty] | 0 | 0 | 0 | 0
[29 empty] | 0 | 0 | 0 | 0
[29 empty] | 0 | 0 | 0 | 0
[29 empty] | 0 | 0 | 0 | 0
[29 empty] | 0 | 0 | 0 | 0
[29 empty] | 0 | 0 | 0 | 0
[29 empty] | 0 | 0 | 0 | 0
[29 empty] | 0 | 0 | 0 | 0
[29 empty] | 0 | 0 | 0 | 0
[29 empty] | 0 | 0 | 0 | 0
[29 empty] | 0 | 0 | 0 | 0
[29 empty] | 0 | 0 | 0 | 0
[29 empty] | 0 | 0 | 0 | 0
[29 empty] | 0 | 0 | 0 | 0
[29 empty] | 0 | 0 | 0 | 0
[29 empty] | 0 | 0 | 0 | 0
[29 empty] | 0 | 0 | 0 | 0
[29 empty] | 0 | 0 | 0 | 0
[29 empty] | 0 | 0 | 0 | 0
[29 empty] | 0 | 0 | 0 | 0
[29 empty] | 0 | 0 | 0 | 0
[29 empty] | 0 | 0 | 0 | 0
[29 empty] | 0 | 0 | 0 | 0
[29 empty] | 0 | 0 | 0 | 0
[29 empty] | 0 | 0 | 0 | 0
[29 empty] | 0 | 0 | 0 | 0
[29 empty] | 0 | 0 | 0 | 0
[29 empty] | 0 | 0 | 0 | 0
[29 empty] | 0 | 0 | 0 | 0
[29 empty] | 0 | 0 | 0 | 0
[29 empty] | 0 | 0 | 0 | 0
[29 empty] | 0 | 0 | 0 | 0
[29 empty] | 0 | 0 | 0 | 0
[29 empty] | 0 | 0 | 0 | 0
[29 empty] | 0 | 0 | 0 | 0
[29 empty] | 0 | 0 | 0 | 0
[29 empty] | 0 | 0 | 0 | 0
[29 empty] | 0 | 0 | 0 | 0
[29 empty] | 0 | 0 | 0 | 0
[29 empty] | 0 | 0 | 0 | 0
[29 empty] | 0 | 0 | 0 | 0
[29 empty] | 0 | 0 | 0 | 0
[29 empty] | 0 | 0 | 0 | 0
[29 empty] | 0 | 0 | 0 | 0
[29 empty] | 0 | 0 | 0 | 0
[29 empty] | 0 | 0 | 0 | 0
[29 empty] | 0 | 0 | 0 | 0
[29 empty] | 0 | 0 | 0 | 0
[29 empty] | 0 | 0 | 0 | 0
[29 empty] | 0 | 0 | 0 | 0
[29 empty] | 0 | 0 | 0 | 0
[29 empty] | 0 | 0 | 0 | 0
[29 empty] | 0 | 0 | 0 | 0
[29 empty] | 0 | 0 | 0 | 0
[29 empty] | 0 | 0 | 0 | 0
[29 empty] | 0 | 0 | 0 | 0
[29 empty] | 0 | 0 | 0 | 0
[29 empty] | 0 | 0 | 0 | 0
[29 empty] | 0 | 0 | 0 | 0
[29 empty] | 0 | 0 | 0 | 0
[29 empty] | 0 | 0 | 0 | 0
[29 empty] | 0 | 0 | 0 | 0
[29 empty] | 0 | 0 | 0 | 0
[29 empty] | 0 | 0 | 0 | 0
[29 empty] | 0 | 0 | 0 | 0
[29 empty] | 0 | 0 | 0 | 0
[29 empty] | 0 | 0 | 0 | 0
[29 empty] | 0 | 0 | 0 | 0
[29 empty] | 0 | 0 | 0 | 0
[29 empty] | 0 | 0 | 0 | 0
[29 empty] | 0 | 0 | 0 | 0
[29 empty] | 0 | 0 | 0 | 0
[29 empty] | 0 | 0 | 0 | 0
[29 empty] | 0 | 0 | 0 | 0
[29 empty] | 0 | 0 | 0 | 0
[29 empty] | 0 | 0 | 0 | 0
[29 empty] | 0 | 0 | 0 | 0
[29 empty] | 0 | 0 | 0 | 0
[29 empty] | 0 | 0 | 0 | 0
[29 empty] | 0 | 0 | 0 | 0
[29 empty] | 0 | 0 | 0 | 0
[29 empty] | 0 | 0 | 0 | 0
[29 empty] | 0 | 0 | 0 | 0
[29 empty] | 0 | 0 | 0 | 0
[29 empty] | 0 | 0 | 0 | 0
[29 empty] | 0 | 0 | 0 | 0
[29 empty] | 0 | 0 | 0 | 0
[29 empty] | 0 | 0 | 0 | 0
[29 empty] | 0 | 0 | 0 | 0
[29 empty] | 0 | 0 | 0 | 0
[29 empty] | 0 | 0 | 0 | 0
[29 empty] | 0 | 0 | 0 | 0
[29 empty] | 0 | 0 | 0 | 0
[29 empty] | 0 | 0 | 0 | 0
[29 empty] | 0 | 0 | 0 | 0
[29 empty] | 0 | 0 | 0 | 0
[29 empty] | 0 | 0 | 0 | 0
[29 empty] | 0 | 0 | 0 | 0
[29 empty] | 0 | 0 | 0 | 0
[29 empty] | 0 | 0 | 0 | 0
[29 empty] | 0 | 0 | 0 | 0
[29 empty] | 0 | 0 | 0 | 0
[29 empty] | 0 | 0 | 0 | 0
[29 empty] | 0 | 0 | 0 | 0
[29 empty] | 0 | 0 | 0 | 0
[29 empty] | 0 | 0 | 0 | 0
[29 empty] | 0 | 0 | 0 | 0
[29 empty] | 0 | 0 | 0 | 0
[29 empty] | 0 | 0 | 0 | 0
[29 empty] | 0 | 0 | 0 | 0
[29 empty] | 0 | 0 | 0 | 0
[29 empty] | 0 | 0 | 0 | 0
[29 empty] | 0 | 0 | 0 | 0
[29 empty] | 0 | 0 | 0 | 0
[29 empty] | 0 | 0 | 0 | 0
[29 empty] | 0 | 0 | 0 | 0
[29 empty] | 0 | 0 | 0 | 0
[29 empty] | 0 | 0 | 0 | 0
[29 empty] | 0 | 0 | 0 | 0
[29 empty] | 0 | 0 | 0 | 0
[29 empty] | 0 | 0 | 0 | 0
[29 empty] | 0 | 0 | 0 | 0
[29 empty] | 0 | 0 | 0 | 0
[29 empty] | 0 | 0 | 0 | 0
[29 empty] | 0 | 0 | 0 | 0
[29 empty] | 0 | 0 | 0 | 0
[29 empty] | 0 | 0 | 0 | 0
[29 empty] | 0 | 0 | 0 | 0
[29 empty] | 0 | 0 | 0 | 0
[29 empty] | 0 | 0 | 0 | 0
[29 empty] | 0 | 0 | 0 | 0
[29 empty] | 0 | 0 | 0 | 0
[29 empty] | 0 | 0 | 0 | 0
[29 empty] | 0 | 0 | 0 | 0
[29 empty] | 0 | 0 | 0 | 0
[29 empty] | 0 | 0 | 0 | 0
[29 empty] | 0 | 0 | 0 | 0
[29 empty] | 0 | 0 | 0 | 0
[29 empty] | 0 | 0 | 0 | 0
[29 empty] | 0 | 0 | 0 | 0
[29 empty] | 0 | 0 | 0 | 0
[29 empty] | 0 | 0 | 0 | 0
[29 empty] | 0 | 0 | 0 | 0
[29 empty] | 0 | 0 | 0 | 0
[29 empty] | 0 | 0 | 0 | 0
[29 empty] | 0 | 0 | 0 | 0
[29 empty] | 0 | 0 | 0 | 0
[29 empty] | 0 | 0 | 0 | 0
[29 empty] | 0 | 0 | 0 | 0
[29 empty] | 0 | 0 | 0 | 0
[29 empty] | 0 | 0 | 0 | 0
[29 empty] | 0 | 0 | 0 | 0
[29 empty] | 0 | 0 | 0 | 0
[29 empty] | 0 | 0 | 0 | 0
[29 empty] | 0 | 0 | 0 | 0
[29 empty] | 0 | 0 | 0 | 0
[29 empty] | 0 | 0 | 0 | 0
[29 empty] | 0 | 0 | 0 | 0
[29 empty] | 0 | 0 | 0 | 0
[29 empty] | 0 | 0 | 0 | 0
[29 empty] | 0 | 0 | 0 | 0
[29 empty] | 0 | 0 | 0 | 0
[29 empty] | 0 | 0 | 0 | 0
[29 empty] | 0 | 0 | 0 | 0
[29 empty] | 0 | 0 | 0 | 0
[29 empty] | 0 | 0 | 0 | 0
[29 empty] | 0 | 0 | 0 | 0
[29 empty] | 0 | 0 | 0 | 0
[29 empty] | 0 | 0 | 0 | 0
[29 empty] | 0 | 0 | 0 | 0
[29 empty] | 0 | 0 | 0 | 0
[29 empty] | 0 | 0 | 0 | 0
[29 empty] | 0 | 0 | 0 | 0
[29 empty] | 0 | 0 | 0 | 0
[29 empty] | 0 | 0 | 0 | 0
[29 empty] | 0 | 0 | 0 | 0
[29 empty] | 0 | 0 | 0 | 0
[29 empty] | 0 | 0 | 0 | 0
[29 empty] | 0 | 0 | 0 | 0
[29 empty] | 0 | 0 | 0 | 0
[29 empty] | 0 | 0 | 0 | 0
[29 empty] | 0 | 0 | 0 | 0
[29 empty] | 0 | 0 | 0 | 0
[29 empty] | 0 | 0 | 0 | 0
[29 empty] | 0 | 0 | 0 | 0
[29 empty] | 0 | 0 | 0 | 0
[29 empty] | 0 | 0 | 0 | 0
[29 empty] | 0 | 0 | 0 | 0
[29 empty] | 0 | 0 | 0 | 0
[29 empty] | 0 | 0 | 0 | 0
[29 empty] | 0 | 0 | 0 | 0
[29 empty] | 0 | 0 | 0 | 0
[29 empty] | 0 | 0 | 0 | 0
[29 empty] | 0 | 0 | 0 | 0
[29 empty] | 0 | 0 | 0 | 0
[29 empty] | 0 | 0 | 0 | 0
[29 empty] | 0 | 0 | 0 | 0
[29 empty] | 0 | 0 | 0 | 0
[29 empty] | 0 | 0 | 0 | 0
[29 empty] | 0 | 0 | 0 | 0
[29 empty] | 0 | 0 | 0 | 0
[29 empty] | 0 | 0 | 0 | 0
[29 empty] | 0 | 0 | 0 | 0
[29 empty] | 0 | 0 | 0 | 0
[29 empty] | 0 | 0 | 0 | 0
[29 empty] | 0 | 0 | 0 | 0
[29 empty] | 0 | 0 | 0 | 0
[29 empty] | 0 | 0 | 0 | 0
[29 empty] | 0 | 0 | 0 | 0
[29 empty] | 0 | 0 | 0 | 0
[29 empty] | 0 | 0 | 0 | 0
[29 empty] | 0 | 0 | 0 | 0
[29 empty] | 0 | 0 | 0 | 0
[29 empty] | 0 | 0 | 0 | 0
[29 empty] | 0 | 0 | 0 | 0
[29 empty] | 0 | 0 | 0 | 0
[29 empty] | 0 | 0 | 0 | 0
[29 empty] | 0 | 0 | 0 | 0
[29 empty] | 0 | 0 | 0 | 0
[29 empty] | 0 | 0 | 0 | 0
[29 empty] | 0 | 0 | 0 | 0
[29 empty] | 0 | 0 | 0 | 0
[29 empty] | 0 | 0 | 0 | 0
[29 empty] | 0 | 0 | 0 | 0
[29 empty] | 0 | 0 | 0 | 0
[29 empty] | 0 | 0 | 0 | 0
[29 empty] | 0 | 0 | 0 | 0
[29 empty] | 0 | 0 | 0 | 0
[29 empty] | 0 | 0 | 0 | 0
[29 empty] | 0 | 0 | 0 | 0
[29 empty] | 0 | 0 | 0 | 0
[29 empty] | 0 | 0 | 0 | 0
[29 empty] | 0 | 0 | 0 | 0
[29 empty] | 0 | 0 | 0 | 0
[29 empty] | 0 | 0 | 0 | 0
[29 empty] | 0 | 0 | 0 | 0
[29 empty] | 0 | 0 | 0 | 0
[29 empty] | 0 | 0 | 0 | 0
[29 empty] | 0 | 0 | 0 | 0
[29 empty] | 0 | 0 | 0 | 0
[29 empty] | 0 | 0 | 0 | 0
[29 empty] | 0 | 0 | 0 | 0
[29 empty] | 0 | 0 | 0 | 0
[29 empty] | 0 | 0 | 0 | 0
[29 empty] | 0 | 0 | 0 | 0
[29 empty] | 0 | 0 | 0 | 0
[29 empty] | 0 | 0 | 0 | 0
[29 empty] | 0 | 0 | 0 | 0
[29 empty] | 0 | 0 | 0 | 0
[29 empty] | 0 | 0 | 0 | 0
[29 empty] | 0 | 0 | 0 | 0
[29 empty] | 0 | 0 | 0 | 0
[29 empty] | 0 | 0 | 0 | 0
[29 empty] | 0 | 0 | 0 | 0
[29 empty] | 0 | 0 | 0 | 0
[29 empty] | 0 | 0 | 0 | 0
[29 empty] | 0 | 0 | 0 | 0
[29 empty] | 0 | 0 | 0 | 0
[29 empty] | 0 | 0 | 0 | 0
[29 empty] | 0 | 0 | 0 | 0
[29 empty] | 0 | 0 | 0 | 0
[29 empty] | 0 | 0 | 0 | 0
[29 empty] | 0 | 0 | 0 | 0
[29 empty] | 0 | 0 | 0 | 0
[29 empty] | 0 | 0 | 0 | 0
[29 empty] | 0 | 0 | 0 | 0
[29 empty] | 0 | 0 | 0 | 0
[29 empty] | 0 | 0 | 0 | 0
[29 empty] | 0 | 0 | 0 | 0
[29 empty] | 0 | 0 | 0 | 0
[29 empty] | 0 | 0 | 0 | 0
[29 empty] | 0 | 0 | 0 | 0
[29 empty] | 0 | 0 | 0 | 0
[29 empty] | 0 | 0 | 0 | 0
[29 empty] | 0 | 0 | 0 | 0
[29 empty] | 0 | 0 | 0 | 0
[29 empty] | 0 | 0 | 0 | 0
[29 empty] | 0 | 0 | 0 | 0
[29 empty] | 0 | 0 | 0 | 0
[29 empty] | 0 | 0 | 0 | 0
[29 empty] | 0 | 0 | 0 | 0
[29 empty] | 0 | 0 | 0 | 0
[29 empty] | 0 | 0 | 0 | 0
[29 empty] | 0 | 0 | 0 | 0
[29 empty] | 0 | 0 | 0 | 0
[29 empty] | 0 | 0 | 0 | 0
[29 empty] | 0 | 0 | 0 | 0
[29 empty] | 0 | 0 | 0 | 0
[29 empty] | 0 | 0 | 0 | 0
[29 empty] | 0 | 0 | 0 | 0
[29 empty] | 0 | 0 | 0 | 0
[29 empty] | 0 | 0 | 0 | 0
[29 empty] | 0 | 0 | 0 | 0
[29 empty] | 0 | 0 | 0 | 0
[29 empty] | 0 | 0 | 0 | 0
[29 empty] | 0 | 0 | 0 | 0
[29 empty] | 0 | 0 | 0 | 0
[29 empty] | 0 | 0 | 0 | 0
[29 empty] | 0 | 0 | 0 | 0
[29 empty] | 0 | 0 | 0 | 0
[29 empty] | 0 | 0 | 0 | 0
[29 empty] | 0 | 0 | 0 | 0
[29 empty] | 0 | 0 | 0 | 0
[29 empty] | 0 | 0 | 0 | 0
[29 empty] | 0 | 0 | 0 | 0
[29 empty] | 0 | 0 | 0 | 0
[29 empty] | 0 | 0 | 0 | 0
[29 empty] | 0 | 0 | 0 | 0
[29 empty] | 0 | 0 | 0 | 0
[29 empty] | 0 | 0 | 0 | 0
[29 empty] | 0 | 0 | 0 | 0
[29 empty] | 0 | 0 | 0 | 0
[29 empty] | 0 | 0 | 0 | 0
[29 empty] | 0 | 0 | 0 | 0
[29 empty] | 0 | 0 | 0 | 0
[29 empty] | 0 | 0 | 0 | 0
[29 empty] | 0 | 0 | 0 | 0
[29 empty] | 0 | 0 | 0 | 0
[29 empty] | 0 | 0 | 0 | 0
[29 empty] | 0 | 0 | 0 | 0
[29 empty] | 0 | 0 | 0 | 0
[29 empty] | 0 | 0 | 0 | 0
[29 empty] | 0 | 0 | 0 | 0
[29 empty] | 0 | 0 | 0 | 0
[29 empty] | 0 | 0 | 0 | 0
[29 empty] | 0 | 0 | 0 | 0
[29 empty] | 0 | 0 | 0 | 0
[29 empty] | 0 | 0 | 0 | 0
[29 empty] | 0 | 0 | 0 | 0
[29 empty] | 0 | 0 | 0 | 0
[29 empty] | 0 | 0 | 0 | 0
[29 empty] | 0 | 0 | 0 | 0
[29 empty] | 0 | 0 | 0 | 0
[29 empty] | 0 | 0 | 0 | 0
[29 empty] | 0 | 0 | 0 | 0
[29 empty] | 0 | 0 | 0 | 0
[29 empty] | 0 | 0 | 0 | 0
[29 empty] | 0 | 0 | 0 | 0
[29 empty] | 0 | 0 | 0 | 0
[29 empty] | 0 | 0 | 0 | 0
[29 empty] | 0 | 0 | 0 | 0
[29 empty] | 0 | 0 | 0 | 0
[29 empty] | 0 | 0 | 0 | 0
[29 empty] | 0 | 0 | 0 | 0
[29 empty] | 0 | 0 | 0 | 0
[29 empty] | 0 | 0 | 0 | 0
[29 empty] | 0 | 0 | 0 | 0
[29 empty] | 0 | 0 | 0 | 0
[29 empty] | 0 | 0 | 0 | 0
[29 empty] | 0 | 0 | 0 | 0
[29 empty] | 0 | 0 | 0 | 0
[29 empty] | 0 | 0 | 0 | 0
[29 empty] | 0 | 0 | 0 | 0
[29 empty] | 0 | 0 | 0 | 0
[29 empty] | 0 | 0 | 0 | 0
[29 empty] | 0 | 0 | 0 | 0
[29 empty] | 0 | 0 | 0 | 0
[29 empty] | 0 | 0 | 0 | 0
[29 empty] | 0 | 0 | 0 | 0
[29 empty] | 0 | 0 | 0 | 0
[29 empty] | 0 | 0 | 0 | 0
[29 empty] | 0 | 0 | 0 | 0
[29 empty] | 0 | 0 | 0 | 0
[29 empty] | 0 | 0 | 0 | 0
[29 empty] | 0 | 0 | 0 | 0
[29 empty] | 0 | 0 | 0 | 0
[29 empty] | 0 | 0 | 0 | 0
[29 empty] | 0 | 0 | 0 | 0
[29 empty] | 0 | 0 | 0 | 0
[29 empty] | 0 | 0 | 0 | 0
[29 empty] | 0 | 0 | 0 | 0
[29 empty] | 0 | 0 | 0 | 0
[29 empty] | 0 | 0 | 0 | 0
[29 empty] | 0 | 0 | 0 | 0
[29 empty] | 0 | 0 | 0 | 0
[29 empty] | 0 | 0 | 0 | 0
[29 empty] | 0 | 0 | 0 | 0
[29 empty] | 0 | 0 | 0 | 0
[29 empty] | 0 | 0 | 0 | 0
[29 empty] | 0 | 0 | 0 | 0
[29 empty] | 0 | 0 | 0 | 0
[29 empty] | 0 | 0 | 0 | 0
[29 empty] | 0 | 0 | 0 | 0
[29 empty] | 0 | 0 | 0 | 0
[29 empty] | 0 | 0 | 0 | 0
[29 empty] | 0 | 0 | 0 | 0
[29 empty] | 0 | 0 | 0 | 0
[29 empty] | 0 | 0 | 0 | 0
[29 empty] | 0 | 0 | 0 | 0
[29 empty] | 0 | 0 | 0 | 0
[29 empty] | 0 | 0 | 0 | 0
[29 empty] | 0 | 0 | 0 | 0
[29 empty] | 0 | 0 | 0 | 0
[29 empty] | 0 | 0 | 0 | 0
[29 empty] | 0 | 0 | 0 | 0
[29 empty] | 0 | 0 | 0 | 0
[29 empty] | 0 | 0 | 0 | 0
[29 empty] | 0 | 0 | 0 | 0
[29 empty] | 0 | 0 | 0 | 0
[29 empty] | 0 | 0 | 0 | 0
[29 empty] | 0 | 0 | 0 | 0
[29 empty] | 0 | 0 | 0 | 0
[29 empty] | 0 | 0 | 0 | 0
[29 empty] | 0 | 0 | 0 | 0
[29 empty] | 0 | 0 | 0 | 0
[29 empty] | 0 | 0 | 0 | 0
[29 empty] | 0 | 0 | 0 | 0
[29 empty] | 0 | 0 | 0 | 0
[29 empty] | 0 | 0 | 0 | 0
[29 empty] | 0 | 0 | 0 | 0
[29 empty] | 0 | 0 | 0 | 0
[29 empty] | 0 | 0 | 0 | 0
[29 empty] | 0 | 0 | 0 | 0
[29 empty] | 0 | 0 | 0 | 0
[29 empty] | 0 | 0 | 0 | 0
[29 empty] | 0 | 0 | 0 | 0
[29 empty] | 0 | 0 | 0 | 0
[29 empty] | 0 | 0 | 0 | 0
[29 empty] | 0 | 0 | 0 | 0
[29 empty] | 0 | 0 | 0 | 0
[29 empty] | 0 | 0 | 0 | 0
[29 empty] | 0 | 0 | 0 | 0
[29 empty] | 0 | 0 | 0 | 0
[29 empty] | 0 | 0 | 0 | 0
[29 empty] | 0 | 0 | 0 | 0
[29 empty] | 0 | 0 | 0 | 0
[29 empty] | 0 | 0 | 0 | 0
[29 empty] | 0 | 0 | 0 | 0
[29 empty] | 0 | 0 | 0 | 0
[29 empty] | 0 | 0 | 0 | 0
[29 empty] | 0 | 0 | 0 | 0
[29 empty] | 0 | 0 | 0 | 0
[29 empty] | 0 | 0 | 0 | 0
[29 empty] | 0 | 0 | 0 | 0
[29 empty] | 0 | 0 | 0 | 0
[29 empty] | 0 | 0 | 0 | 0
[29 empty] | 0 | 0 | 0 | 0
[29 empty] | 0 | 0 | 0 | 0
[29 empty] | 0 | 0 | 0 | 0
[29 empty] | 0 | 0 | 0 | 0
[29 empty] | 0 | 0 | 0 | 0
[29 empty] | 0 | 0 | 0 | 0
[29 empty] | 0 | 0 | 0 | 0
[29 empty] | 0 | 0 | 0 | 0
[29 empty] | 0 | 0 | 0 | 0
[29 empty] | 0 | 0 | 0 | 0
[29 empty] | 0 | 0 | 0 | 0
[29 empty] | 0 | 0 | 0 | 0
[29 empty] | 0 | 0 | 0 | 0
[29 empty] | 0 | 0 | 0 | 0
[29 empty] | 0 | 0 | 0 | 0
[29 empty] | 0 | 0 | 0 | 0
[29 empty] | 0 | 0 | 0 | 0
[29 empty] | 0 | 0 | 0 | 0
[29 empty] | 0 | 0 | 0 | 0
[29 empty] | 0 | 0 | 0 | 0
[29 empty] | 0 | 0 | 0 | 0
[29 empty] | 0 | 0 | 0 | 0
[29 empty] | 0 | 0 | 0 | 0
[29 empty] | 0 | 0 | 0 | 0
[29 empty] | 0 | 0 | 0 | 0
[29 empty] | 0 | 0 | 0 | 0
[29 empty] | 0 | 0 | 0 | 0
[29 empty] | 0 | 0 | 0 | 0
[29 empty] | 0 | 0 | 0 | 0
[29 empty] | 0 | 0 | 0 | 0
[29 empty] | 0 | 0 | 0 | 0
[29 empty] | 0 | 0 | 0 | 0
[29 empty] | 0 | 0 | 0 | 0
[29 empty] | 0 | 0 | 0 | 0
[29 empty] | 0 | 0 | 0 | 0
[29 empty] | 0 | 0 | 0 | 0
[29 empty] | 0 | 0 | 0 | 0
[29 empty] | 0 | 0 | 0 | 0
[29 empty] | 0 | 0 | 0 | 0
[29 empty] | 0 | 0 | 0 | 0
[29 empty] | 0 | 0 | 0 | 0
[29 empty] | 0 | 0 | 0 | 0
[29 empty] | 0 | 0 | 0 | 0
[29 empty] | 0 | 0 | 0 | 0
[29 empty] | 0 | 0 | 0 | 0
[29 empty] | 0 | 0 | 0 | 0
[29 empty] | 0 | 0 | 0 | 0
[29 empty] | 0 | 0 | 0 | 0
[29 empty] | 0 | 0 | 0 | 0
[29 empty] | 0 | 0 | 0 | 0
[29 empty] | 0 | 0 | 0 | 0
[29 empty] | 0 | 0 | 0 | 0
[29 empty] | 0 | 0 | 0 | 0
[29 empty] | 0 | 0 | 0 | 0
[29 empty] | 0 | 0 | 0 | 0
[29 empty] | 0 | 0 | 0 | 0
[29 empty] | 0 | 0 | 0 | 0
[29 empty] | 0 | 0 | 0 | 0
[29 empty] | 0 | 0 | 0 | 0
[29 empty] | 0 | 0 | 0 | 0
[29 empty] | 0 | 0 | 0 | 0
[29 empty] | 0 | 0 | 0 | 0
[29 empty] | 0 | 0 | 0 | 0
[29 empty] | 0 | 0 | 0 | 0
[29 empty] | 0 | 0 | 0 | 0
[29 empty] | 0 | 0 | 0 | 0
[29 empty] | 0 | 0 | 0 | 0
[29 empty] | 0 | 0 | 0 | 0
[29 empty] | 0 | 0 | 0 | 0
[29 empty] | 0 | 0 | 0 | 0
[29 empty] | 0 | 0 | 0 | 0
[29 empty] | 0 | 0 | 0 | 0
[29 empty] | 0 | 0 | 0 | 0
[29 empty] | 0 | 0 | 0 | 0
[29 empty] | 0 | 0 | 0 | 0
[29 empty] | 0 | 0 | 0 | 0
[29 empty] | 0 | 0 | 0 | 0
[29 empty] | 0 | 0 | 0 | 0
[29 empty] | 0 | 0 | 0 | 0
[29 empty] | 0 | 0 | 0 | 0
[29 empty] | 0 | 0 | 0 | 0
[29 empty] | 0 | 0 | 0 | 0
[29 empty] | 0 | 0 | 0 | 0
[29 empty] | 0 | 0 | 0 | 0
[29 empty] | 0 | 0 | 0 | 0
[29 empty] | 0 | 0 | 0 | 0
[29 empty] | 0 | 0 | 0 | 0
[29 empty] | 0 | 0 | 0 | 0
[29 empty] | 0 | 0 | 0 | 0
[29 empty] | 0 | 0 | 0 | 0
[29 empty] | 0 | 0 | 0 | 0
[29 empty] | 0 | 0 | 0 | 0
[29 empty] | 0 | 0 | 0 | 0
[29 empty] | 0 | 0 | 0 | 0
[29 empty] | 0 | 0 | 0 | 0
[29 empty] | 0 | 0 | 0 | 0
[29 empty] | 0 | 0 | 0 | 0
[29 empty] | 0 | 0 | 0 | 0
[29 empty] | 0 | 0 | 0 | 0
[29 empty] | 0 | 0 | 0 | 0
[29 empty] | 0 | 0 | 0 | 0
[29 empty] | 0 | 0 | 0 | 0
[29 empty] | 0 | 0 | 0 | 0
[29 empty] | 0 | 0 | 0 | 0
[29 empty] | 0 | 0 | 0 | 0
[29 empty] | 0 | 0 | 0 | 0
[29 empty] | 0 | 0 | 0 | 0
[29 empty] | 0 | 0 | 0 | 0
[29 empty] | 0 | 0 | 0 | 0
[29 empty] | 0 | 0 | 0 | 0
[29 empty] | 0 | 0 | 0 | 0
[29 empty] | 0 | 0 | 0 | 0
[29 empty] | 0 | 0 | 0 | 0
[29 empty] | 0 | 0 | 0 | 0
[29 empty] | 0 | 0 | 0 | 0
[29 empty] | 0 | 0 | 0 | 0
[29 empty] | 0 | 0 | 0 | 0
[29 empty] | 0 | 0 | 0 | 0
[29 empty] | 0 | 0 | 0 | 0
[29 empty] | 0 | 0 | 0 | 0
[29 empty] | 0 | 0 | 0 | 0
[29 empty] | 0 | 0 | 0 | 0
[29 empty] | 0 | 0 | 0 | 0
[29 empty] | 0 | 0 | 0 | 0
[29 empty] | 0 | 0 | 0 | 0
[29 empty] | 0 | 0 | 0 | 0
[29 empty] | 0 | 0 | 0 | 0
[29 empty] | 0 | 0 | 0 | 0
[29 empty] | 0 | 0 | 0 | 0
[29 empty] | 0 | 0 | 0 | 0
[29 empty] | 0 | 0 | 0 | 0
[29 empty] | 0 | 0 | 0 | 0
[29 empty] | 0 | 0 | 0 | 0
[29 empty] | 0 | 0 | 0 | 0
[29 empty] | 0 | 0 | 0 | 0
[29 empty] | 0 | 0 | 0 | 0
[29 empty] | 0 | 0 | 0 | 0
[29 empty] | 0 | 0 | 0 | 0
[29 empty] | 0 | 0 | 0 | 0
[29 empty] | 0 | 0 | 0 | 0
[29 empty] | 0 | 0 | 0 | 0
[29 empty] | 0 | 0 | 0 | 0
[29 empty] | 0 | 0 | 0 | 0
[29 empty] | 0 | 0 | 0 | 0
[29 empty] | 0 | 0 | 0 | 0
[29 empty] | 0 | 0 | 0 | 0
[29 empty] | 0 | 0 | 0 | 0
[29 empty] | 0 | 0 | 0 | 0
[29 empty] | 0 | 0 | 0 | 0
[29 empty] | 0 | 0 | 0 | 0
[29 empty] | 0 | 0 | 0 | 0
[29 empty] | 0 | 0 | 0 | 0
[29 empty] | 0 | 0 | 0 | 0
[29 empty] | 0 | 0 | 0 | 0
[29 empty] | 0 | 0 | 0 | 0
[29 empty] | 0 | 0 | 0 | 0
[29 empty] | 0 | 0 | 0 | 0
[29 empty] | 0 | 0 | 0 | 0
[29 empty] | 0 | 0 | 0 | 0
[29 empty] | 0 | 0 | 0 | 0
[29 empty] | 0 | 0 | 0 | 0
[29 empty] | 0 | 0 | 0 | 0
[29 empty] | 0 | 0 | 0 | 0
[29 empty] | 0 | 0 | 0 | 0
[29 empty] | 0 | 0 | 0 | 0
[29 empty] | 0 | 0 | 0 | 0
[29 empty] | 0 | 0 | 0 | 0
[29 empty] | 0 | 0 | 0 | 0
[29 empty] | 0 | 0 | 0 | 0
[29 empty] | 0 | 0 | 0 | 0
[29 empty] | 0 | 0 | 0 | 0
[29 empty] | 0 | 0 | 0 | 0
[29 empty] | 0 | 0 | 0 | 0
[29 empty] | 0 | 0 | 0 | 0
[29 empty] | 0 | 0 | 0 | 0
[29 empty] | 0 | 0 | 0 | 0
[29 empty] | 0 | 0 | 0 | 0
[29 empty] | 0 | 0 | 0 | 0
[29 empty] | 0 | 0 | 0 | 0
[29 empty] | 0 | 0 | 0 | 0
[29 empty] | 0 | 0 | 0 | 0
[29 empty] | 0 | 0 | 0 | 0
[29 empty] | 0 | 0 | 0 | 0
[29 empty] | 0 | 0 | 0 | 0
[29 empty] | 0 | 0 | 0 | 0
[29 empty] | 0 | 0 | 0 | 0
[29 empty] | 0 | 0 | 0 | 0
[29 empty] | 0 | 0 | 0 | 0
[29 empty] | 0 | 0 | 0 | 0
[29 empty] | 0 | 0 | 0 | 0
[29 empty] | 0 | 0 | 0 | 0
[29 empty] | 0 | 0 | 0 | 0
[29 empty] | 0 | 0 | 0 | 0
[29 empty] | 0 | 0 | 0 | 0
[29 empty] | 0 | 0 | 0 | 0
[29 empty] | 0 | 0 | 0 | 0
[29 empty] | 0 | 0 | 0 | 0
[29 empty] | 0 | 0 | 0 | 0
[29 empty] | 0 | 0 | 0 | 0
[29 empty] | 0 | 0 | 0 | 0
[29 empty] | 0 | 0 | 0 | 0
[29 empty] | 0 | 0 | 0 | 0
[29 empty] | 0 | 0 | 0 | 0
[29 empty] | 0 | 0 | 0 | 0
[29 empty] | 0 | 0 | 0 | 0
[29 empty] | 0 | 0 | 0 | 0
[29 empty] | 0 | 0 | 0 | 0
[29 empty] | 0 | 0 | 0 | 0
[29 empty] | 0 | 0 | 0 | 0
[29 empty] | 0 | 0 | 0 | 0
[29 empty] | 0 | 0 | 0 | 0
[29 empty] | 0 | 0 | 0 | 0
[29 empty] | 0 | 0 | 0 | 0
[29 empty] | 0 | 0 | 0 | 0
[29 empty] | 0 | 0 | 0 | 0
[29 empty] | 0 | 0 | 0 | 0
[29 empty] | 0 | 0 | 0 | 0
[29 empty] | 0 | 0 | 0 | 0
[29 empty] | 0 | 0 | 0 | 0
[29 empty] | 0 | 0 | 0 | 0
[29 empty] | 0 | 0 | 0 | 0
[29 empty] | 0 | 0 | 0 | 0
[29 empty] | 0 | 0 | 0 | 0
[29 empty] | 0 | 0 | 0 | 0
[29 empty] | 0 | 0 | 0 | 0
[29 empty] | 0 | 0 | 0 | 0
[29 empty] | 0 | 0 | 0 | 0
[29 empty] | 0 | 0 | 0 | 0
[29 empty] | 0 | 0 | 0 | 0
[29 empty] | 0 | 0 | 0 | 0
[29 empty] | 0 | 0 | 0 | 0
[29 empty] | 0 | 0 | 0 | 0
[29 empty] | 0 | 0 | 0 | 0
[29 empty] | 0 | 0 | 0 | 0
[29 empty] | 0 | 0 | 0 | 0
[29 empty] | 0 | 0 | 0 | 0
[29 empty] | 0 | 0 | 0 | 0
[29 empty] | 0 | 0 | 0 | 0
[29 empty] | 0 | 0 | 0 | 0
[29 empty] | 0 | 0 | 0 | 0
[29 empty] | 0 | 0 | 0 | 0
[29 empty] | 0 | 0 | 0 | 0
[29 empty] | 0 | 0 | 0 | 0
[29 empty] | 0 | 0 | 0 | 0
[29 empty] | 0 | 0 | 0 | 0
[29 empty] | 0 | 0 | 0 | 0
[29 empty] | 0 | 0 | 0 | 0
[29 empty] | 0 | 0 | 0 | 0
[29 empty] | 0 | 0 | 0 | 0
[29 empty] | 0 | 0 | 0 | 0
[29 empty] | 0 | 0 | 0 | 0
[29 empty] | 0 | 0 | 0 | 0
[29 empty] | 0 | 0 | 0 | 0
[29 empty] | 0 | 0 | 0 | 0
[29 empty] | 0 | 0 | 0 | 0
[29 empty] | 0 | 0 | 0 | 0
[29 empty] | 0 | 0 | 0 | 0
[29 empty] | 0 | 0 | 0 | 0
[29 empty] | 0 | 0 | 0 | 0
[29 empty] | 0 | 0 | 0 | 0
[29 empty] | 0 | 0 | 0 | 0
[29 empty] | 0 | 0 | 0 | 0
[29 empty] | 0 | 0 | 0 | 0
[29 empty] | 0 | 0 | 0 | 0
[29 empty] | 0 | 0 | 0 | 0
[29 empty] | 0 | 0 | 0 | 0
[29 empty] | 0 | 0 | 0 | 0
[29 empty] | 0 | 0 | 0 | 0
[29 empty] | 0 | 0 | 0 | 0
[29 empty] | 0 | 0 | 0 | 0
[29 empty] | 0 | 0 | 0 | 0
[29 empty] | 0 | 0 | 0 | 0
[29 empty] | 0 | 0 | 0 | 0
[29 empty] | 0 | 0 | 0 | 0
[29 empty] | 0 | 0 | 0 | 0
[29 empty] | 0 | 0 | 0 | 0
[29 empty] | 0 | 0 | 0 | 0
[29 empty] | 0 | 0 | 0 | 0
[29 empty] | 0 | 0 | 0 | 0
[29 empty] | 0 | 0 | 0 | 0
[29 empty] | 0 | 0 | 0 | 0
[29 empty] | 0 | 0 | 0 | 0
[29 empty] | 0 | 0 | 0 | 0
[29 empty] | 0 | 0 | 0 | 0
[29 empty] | 0 | 0 | 0 | 0
[29 empty] | 0 | 0 | 0 | 0
[29 empty] | 0 | 0 | 0 | 0
[29 empty] | 0 | 0 | 0 | 0
[29 empty] | 0 | 0 | 0 | 0
[29 empty] | 0 | 0 | 0 | 0
[29 empty] | 0 | 0 | 0 | 0
[29 empty] | 0 | 0 | 0 | 0
[29 empty] | 0 | 0 | 0 | 0
[29 empty] | 0 | 0 | 0 | 0
[29 empty] | 0 | 0 | 0 | 0
[29 empty] | 0 | 0 | 0 | 0
[29 empty] | 0 | 0 | 0 | 0
[29 empty] | 0 | 0 | 0 | 0
[29 empty] | 0 | 0 | 0 | 0
[29 empty] | 0 | 0 | 0 | 0
[29 empty] | 0 | 0 | 0 | 0
[29 empty] | 0 | 0 | 0 | 0
[29 empty] | 0 | 0 | 0 | 0
[29 empty] | 0 | 0 | 0 | 0
[29 empty] | 0 | 0 | 0 | 0
[29 empty] | 0 | 0 | 0 | 0
[29 empty] | 0 | 0 | 0 | 0
[29 empty] | 0 | 0 | 0 | 0
[29 empty] | 0 | 0 | 0 | 0
[29 empty] | 0 | 0 | 0 | 0
[29 empty] | 0 | 0 | 0 | 0
[29 empty] | 0 | 0 | 0 | 0
[29 empty] | 0 | 0 | 0 | 0
[29 empty] | 0 | 0 | 0 | 0
[29 empty] | 0 | 0 | 0 | 0
[29 empty] | 0 | 0 | 0 | 0
[29 empty] | 0 | 0 | 0 | 0
[29 empty] | 0 | 0 | 0 | 0
[29 empty] | 0 | 0 | 0 | 0
[29 empty] | 0 | 0 | 0 | 0
[29 empty] | 0 | 0 | 0 | 0
[29 empty] | 0 | 0 | 0 | 0
[29 empty] | 0 | 0 | 0 | 0
[29 empty] | 0 | 0 | 0 | 0
[29 empty] | 0 | 0 | 0 | 0
[29 empty] | 0 | 0 | 0 | 0
[29 empty] | 0 | 0 | 0 | 0
[29 empty] | 0 | 0 | 0 | 0
[29 empty] | 0 | 0 | 0 | 0
[29 empty] | 0 | 0 | 0 | 0
[29 empty] | 0 | 0 | 0 | 0
[29 empty] | 0 | 0 | 0 | 0
[29 empty] | 0 | 0 | 0 | 0
[29 empty] | 0 | 0 | 0 | 0
[29 empty] | 0 | 0 | 0 | 0
[29 empty] | 0 | 0 | 0 | 0
[29 empty] | 0 | 0 | 0 | 0
[29 empty] | 0 | 0 | 0 | 0
[29 empty] | 0 | 0 | 0 | 0
[29 empty] | 0 | 0 | 0 | 0
[29 empty] | 0 | 0 | 0 | 0
[29 empty] | 0 | 0 | 0 | 0
[29 empty] | 0 | 0 | 0 | 0
[29 empty] | 0 | 0 | 0 | 0
[29 empty] | 0 | 0 | 0 | 0
[29 empty] | 0 | 0 | 0 | 0
[29 empty] | 0 | 0 | 0 | 0
[29 empty] | 0 | 0 | 0 | 0
[29 empty] | 0 | 0 | 0 | 0
[29 empty] | 0 | 0 | 0 | 0
[29 empty] | 0 | 0 | 0 | 0
[29 empty] | 0 | 0 | 0 | 0
[29 empty] | 0 | 0 | 0 | 0
[29 empty] | 0 | 0 | 0 | 0
[29 empty] | 0 | 0 | 0 | 0
[29 empty] | 0 | 0 | 0 | 0
[29 empty] | 0 | 0 | 0 | 0
[29 empty] | 0 | 0 | 0 | 0
[29 empty] | 0 | 0 | 0 | 0
[29 empty] | 0 | 0 | 0 | 0
[29 empty] | 0 | 0 | 0 | 0
[29 empty] | 0 | 0 | 0 | 0
[29 empty] | 0 | 0 | 0 | 0
[29 empty] | 0 | 0 | 0 | 0
[29 empty] | 0 | 0 | 0 | 0
[29 empty] | 0 | 0 | 0 | 0
[29 empty] | 0 | 0 | 0 | 0
[29 empty] | 0 | 0 | 0 | 0
[29 empty] | 0 | 0 | 0 | 0
[29 empty] | 0 | 0 | 0 | 0
[29 empty] | 0 | 0 | 0 | 0
[29 empty] | 0 | 0 | 0 | 0
[29 empty] | 0 | 0 | 0 | 0
[29 empty] | 0 | 0 | 0 | 0
[29 empty] | 0 | 0 | 0 | 0
[29 empty] | 0 | 0 | 0 | 0
[29 empty] | 0 | 0 | 0 | 0
[29 empty] | 0 | 0 | 0 | 0
[29 empty] | 0 | 0 | 0 | 0
[29 empty] | 0 | 0 | 0 | 0
[29 empty] | 0 | 0 | 0 | 0
[29 empty] | 0 | 0 | 0 | 0
[29 empty] | 0 | 0 | 0 | 0
[29 empty] | 0 | 0 | 0 | 0
[29 empty] | 0 | 0 | 0 | 0
[29 empty] | 0 | 0 | 0 | 0
[29 empty] | 0 | 0 | 0 | 0
[29 empty] | 0 | 0 | 0 | 0
[29 empty] | 0 | 0 | 0 | 0
[29 empty] | 0 | 0 | 0 | 0
[29 empty] | 0 | 0 | 0 | 0
[29 empty] | 0 | 0 | 0 | 0
[29 empty] | 0 | 0 | 0 | 0
[29 empty] | 0 | 0 | 0 | 0
[29 empty] | 0 | 0 | 0 | 0
[29 empty] | 0 | 0 | 0 | 0
[29 empty] | 0 | 0 | 0 | 0
[29 empty] | 0 | 0 | 0 | 0
[29 empty] | 0 | 0 | 0 | 0
[29 empty] | 0 | 0 | 0 | 0
[29 empty] | 0 | 0 | 0 | 0
[29 empty] | 0 | 0 | 0 | 0
[29 empty] | 0 | 0 | 0 | 0
[29 empty] | 0 | 0 | 0 | 0
[29 empty] | 0 | 0 | 0 | 0
[29 empty] | 0 | 0 | 0 | 0
[29 empty] | 0 | 0 | 0 | 0
[29 empty] | 0 | 0 | 0 | 0
[29 empty] | 0 | 0 | 0 | 0
[29 empty] | 0 | 0 | 0 | 0
[29 empty] | 0 | 0 | 0 | 0
[29 empty] | 0 | 0 | 0 | 0
[29 empty] | 0 | 0 | 0 | 0
[29 empty] | 0 | 0 | 0 | 0
[29 empty] | 0 | 0 | 0 | 0
[29 empty] | 0 | 0 | 0 | 0
[29 empty] | 0 | 0 | 0 | 0
[29 empty] | 0 | 0 | 0 | 0
[29 empty] | 0 | 0 | 0 | 0
[29 empty] | 0 | 0 | 0 | 0
[29 empty] | 0 | 0 | 0 | 0
[29 empty] | 0 | 0 | 0 | 0
[29 empty] | 0 | 0 | 0 | 0
[29 empty] | 0 | 0 | 0 | 0
[29 empty] | 0 | 0 | 0 | 0
[29 empty] | 0 | 0 | 0 | 0
[29 empty] | 0 | 0 | 0 | 0
[29 empty] | 0 | 0 | 0 | 0
[29 empty] | 0 | 0 | 0 | 0
[29 empty] | 0 | 0 | 0 | 0
[29 empty] | 0 | 0 | 0 | 0
[29 empty] | 0 | 0 | 0 | 0
[29 empty] | 0 | 0 | 0 | 0
[29 empty] | 0 | 0 | 0 | 0
[29 empty] | 0 | 0 | 0 | 0
[29 empty] | 0 | 0 | 0 | 0
[29 empty] | 0 | 0 | 0 | 0
[29 empty] | 0 | 0 | 0 | 0
[29 empty] | 0 | 0 | 0 | 0
[29 empty] | 0 | 0 | 0 | 0
[29 empty] | 0 | 0 | 0 | 0
[29 empty] | 0 | 0 | 0 | 0
[29 empty] | 0 | 0 | 0 | 0
[29 empty] | 0 | 0 | 0 | 0
[29 empty] | 0 | 0 | 0 | 0
[29 empty] | 0 | 0 | 0 | 0
[29 empty] | 0 | 0 | 0 | 0
[29 empty] | 0 | 0 | 0 | 0
[29 empty] | 0 | 0 | 0 | 0
[29 empty] | 0 | 0 | 0 | 0
[29 empty] | 0 | 0 | 0 | 0
[29 empty] | 0 | 0 | 0 | 0
[29 empty] | 0 | 0 | 0 | 0
[29 empty] | 0 | 0 | 0 | 0
[29 empty] | 0 | 0 | 0 | 0
[29 empty] | 0 | 0 | 0 | 0
[29 empty] | 0 | 0 | 0 | 0
[29 empty] | 0 | 0 | 0 | 0
[29 empty] | 0 | 0 | 0 | 0
[29 empty] | 0 | 0 | 0 | 0
[29 empty] | 0 | 0 | 0 | 0
[29 empty] | 0 | 0 | 0 | 0
[29 empty] | 0 | 0 | 0 | 0
[29 empty] | 0 | 0 | 0 | 0
[29 empty] | 0 | 0 | 0 | 0
[29 empty] | 0 | 0 | 0 | 0
[29 empty] | 0 | 0 | 0 | 0
[29 empty] | 0 | 0 | 0 | 0
[29 empty] | 0 | 0 | 0 | 0
[29 empty] | 0 | 0 | 0 | 0
[29 empty] | 0 | 0 | 0 | 0
[29 empty] | 0 | 0 | 0 | 0
[29 empty] | 0 | 0 | 0 | 0
[29 empty] | 0 | 0 | 0 | 0
[29 empty] | 0 | 0 | 0 | 0
[29 empty] | 0 | 0 | 0 | 0
[29 empty] | 0 | 0 | 0 | 0
[29 empty] | 0 | 0 | 0 | 0
[29 empty] | 0 | 0 | 0 | 0
[29 empty] | 0 | 0 | 0 | 0
[29 empty] | 0 | 0 | 0 | 0
[29 empty] | 0 | 0 | 0 | 0
[29 empty] | 0 | 0 | 0 | 0
[29 empty] | 0 | 0 | 0 | 0
[29 empty] | 0 | 0 | 0 | 0
[29 empty] | 0 | 0 | 0 | 0
[29 empty] | 0 | 0 | 0 | 0
[29 empty] | 0 | 0 | 0 | 0
[29 empty] | 0 | 0 | 0 | 0
[29 empty] | 0 | 0 | 0 | 0
[29 empty] | 0 | 0 | 0 | 0
[29 empty] | 0 | 0 | 0 | 0
[29 empty] | 0 | 0 | 0 | 0
[29 empty] | 0 | 0 | 0 | 0
[29 empty] | 0 | 0 | 0 | 0
[29 empty] | 0 | 0 | 0 | 0
[29 empty] | 0 | 0 | 0 | 0
[29 empty] | 0 | 0 | 0 | 0
[29 empty] | 0 | 0 | 0 | 0
[29 empty] | 0 | 0 | 0 | 0
[29 empty] | 0 | 0 | 0 | 0
[29 empty] | 0 | 0 | 0 | 0
[29 empty] | 0 | 0 | 0 | 0
[29 empty] | 0 | 0 | 0 | 0
[29 empty] | 0 | 0 | 0 | 0
[29 empty] | 0 | 0 | 0 | 0
[29 empty] | 0 | 0 | 0 | 0
[29 empty] | 0 | 0 | 0 | 0
[29 empty] | 0 | 0 | 0 | 0
[29 empty] | 0 | 0 | 0 | 0
[29 empty] | 0 | 0 | 0 | 0
[29 empty] | 0 | 0 | 0 | 0
[29 empty] | 0 | 0 | 0 | 0
[29 empty] | 0 | 0 | 0 | 0
[29 empty] | 0 | 0 | 0 | 0
[29 empty] | 0 | 0 | 0 | 0
[29 empty] | 0 | 0 | 0 | 0
[29 empty] | 0 | 0 | 0 | 0
[29 empty] | 0 | 0 | 0 | 0
[29 empty] | 0 | 0 | 0 | 0
[29 empty] | 0 | 0 | 0 | 0
[29 empty] | 0 | 0 | 0 | 0
[29 empty] | 0 | 0 | 0 | 0
[29 empty] | 0 | 0 | 0 | 0
[29 empty] | 0 | 0 | 0 | 0
[29 empty] | 0 | 0 | 0 | 0
[29 empty] | 0 | 0 | 0 | 0
[29 empty] | 0 | 0 | 0 | 0
[29 empty] | 0 | 0 | 0 | 0
[29 empty] | 0 | 0 | 0 | 0
[29 empty] | 0 | 0 | 0 | 0
[29 empty] | 0 | 0 | 0 | 0
[29 empty] | 0 | 0 | 0 | 0
[29 empty] | 0 | 0 | 0 | 0
[29 empty] | 0 | 0 | 0 | 0
[29 empty] | 0 | 0 | 0 | 0
[29 empty] | 0 | 0 | 0 | 0
[29 empty] | 0 | 0 | 0 | 0
[29 empty] | 0 | 0 | 0 | 0
[29 empty] | 0 | 0 | 0 | 0
[29 empty] | 0 | 0 | 0 | 0
[29 empty] | 0 | 0 | 0 | 0
[29 empty] | 0 | 0 | 0 | 0
[29 empty] | 0 | 0 | 0 | 0
[29 empty] | 0 | 0 | 0 | 0
[29 empty] | 0 | 0 | 0 | 0
[29 empty] | 0 | 0 | 0 | 0
[29 empty] | 0 | 0 | 0 | 0
[29 empty] | 0 | 0 | 0 | 0
[29 empty] | 0 | 0 | 0 | 0
[29 empty] | 0 | 0 | 0 | 0
[29 empty] | 0 | 0 | 0 | 0
[29 empty] | 0 | 0 | 0 | 0
[29 empty] | 0 | 0 | 0 | 0
[29 empty] | 0 | 0 | 0 | 0
[29 empty] | 0 | 0 | 0 | 0
[29 empty] | 0 | 0 | 0 | 0
[29 empty] | 0 | 0 | 0 | 0
[29 empty] | 0 | 0 | 0 | 0
[29 empty] | 0 | 0 | 0 | 0
[29 empty] | 0 | 0 | 0 | 0
[29 empty] | 0 | 0 | 0 | 0
[29 empty] | 0 | 0 | 0 | 0
[29 empty] | 0 | 0 | 0 | 0
[29 empty] | 0 | 0 | 0 | 0
[29 empty] | 0 | 0 | 0 | 0
[29 empty] | 0 | 0 | 0 | 0
[29 empty] | 0 | 0 | 0 | 0
[29 empty] | 0 | 0 | 0 | 0
[29 empty] | 0 | 0 | 0 | 0
[29 empty] | 0 | 0 | 0 | 0
[29 empty] | 0 | 0 | 0 | 0
[29 empty] | 0 | 0 | 0 | 0
[29 empty] | 0 | 0 | 0 | 0
[29 empty] | 0 | 0 | 0 | 0
[29 empty] | 0 | 0 | 0 | 0
[29 empty] | 0 | 0 | 0 | 0
[29 empty] | 0 | 0 | 0 | 0
[29 empty] | 0 | 0 | 0 | 0
[29 empty] | 0 | 0 | 0 | 0
[29 empty] | 0 | 0 | 0 | 0
[29 empty] | 0 | 0 | 0 | 0
[29 empty] | 0 | 0 | 0 | 0
[29 empty] | 0 | 0 | 0 | 0
[29 empty] | 0 | 0 | 0 | 0
[29 empty] | 0 | 0 | 0 | 0
[29 empty] | 0 | 0 | 0 | 0
[29 empty] | 0 | 0 | 0 | 0
[29 empty] | 0 | 0 | 0 | 0
[29 empty] | 0 | 0 | 0 | 0
[29 empty] | 0 | 0 | 0 | 0
[29 empty] | 0 | 0 | 0 | 0
[29 empty] | 0 | 0 | 0 | 0
[29 empty] | 0 | 0 | 0 | 0
[29 empty] | 0 | 0 | 0 | 0
[29 empty] | 0 | 0 | 0 | 0
[29 empty] | 0 | 0 | 0 | 0
[29 empty] | 0 | 0 | 0 | 0
[29 empty] | 0 | 0 | 0 | 0
[29 empty] | 0 | 0 | 0 | 0
[29 empty] | 0 | 0 | 0 | 0
[29 empty] | 0 | 0 | 0 | 0
[29 empty] | 0 | 0 | 0 | 0
[29 empty] | 0 | 0 | 0 | 0
[29 empty] | 0 | 0 | 0 | 0
[29 empty] | 0 | 0 | 0 | 0
[29 empty] | 0 | 0 | 0 | 0
[29 empty] | 0 | 0 | 0 | 0
[29 empty] | 0 | 0 | 0 | 0
[29 empty] | 0 | 0 | 0 | 0
[29 empty] | 0 | 0 | 0 | 0
[29 empty] | 0 | 0 | 0 | 0
[29 empty] | 0 | 0 | 0 | 0
[29 empty] | 0 | 0 | 0 | 0
[29 empty] | 0 | 0 | 0 | 0
[29 empty] | 0 | 0 | 0 | 0
[29 empty] | 0 | 0 | 0 | 0
[29 empty] | 0 | 0 | 0 | 0
[29 empty] | 0 | 0 | 0 | 0
[29 empty] | 0 | 0 | 0 | 0
[29 empty] | 0 | 0 | 0 | 0
[29 empty] | 0 | 0 | 0 | 0
[29 empty] | 0 | 0 | 0 | 0
[29 empty] | 0 | 0 | 0 | 0
[29 empty] | 0 | 0 | 0 | 0
[29 empty] | 0 | 0 | 0 | 0
[29 empty] | 0 | 0 | 0 | 0
[29 empty] | 0 | 0 | 0 | 0
[29 empty] | 0 | 0 | 0 | 0
[29 empty] | 0 | 0 | 0 | 0
[29 empty] | 0 | 0 | 0 | 0
[29 empty] | 0 | 0 | 0 | 0
[29 empty] | 0 | 0 | 0 | 0
[29 empty] | 0 | 0 | 0 | 0
[29 empty] | 0 | 0 | 0 | 0
[29 empty] | 0 | 0 | 0 | 0
[29 empty] | 0 | 0 | 0 | 0
[29 empty] | 0 | 0 | 0 | 0
[29 empty] | 0 | 0 | 0 | 0
[29 empty] | 0 | 0 | 0 | 0
[29 empty] | 0 | 0 | 0 | 0
[29 empty] | 0 | 0 | 0 | 0
[29 empty] | 0 | 0 | 0 | 0
[29 empty] | 0 | 0 | 0 | 0
[29 empty] | 0 | 0 | 0 | 0
[29 empty] | 0 | 0 | 0 | 0
[29 empty] | 0 | 0 | 0 | 0
[29 empty] | 0 | 0 | 0 | 0
[29 empty] | 0 | 0 | 0 | 0
[29 empty] | 0 | 0 | 0 | 0
[29 empty] | 0 | 0 | 0 | 0
[29 empty] | 0 | 0 | 0 | 0
[29 empty] | 0 | 0 | 0 | 0
[29 empty] | 0 | 0 | 0 | 0
[29 empty] | 0 | 0 | 0 | 0
[29 empty] | 0 | 0 | 0 | 0
[29 empty] | 0 | 0 | 0 | 0
[29 empty] | 0 | 0 | 0 | 0
[29 empty] | 0 | 0 | 0 | 0
[29 empty] | 0 | 0 | 0 | 0
[29 empty] | 0 | 0 | 0 | 0
[29 empty] | 0 | 0 | 0 | 0
[29 empty] | 0 | 0 | 0 | 0
[29 empty] | 0 | 0 | 0 | 0
[29 empty] | 0 | 0 | 0 | 0
[29 empty] | 0 | 0 | 0 | 0
[29 empty] | 0 | 0 | 0 | 0
[29 empty] | 0 | 0 | 0 | 0
[29 empty] | 0 | 0 | 0 | 0
[29 empty] | 0 | 0 | 0 | 0
[29 empty] | 0 | 0 | 0 | 0
[29 empty] | 0 | 0 | 0 | 0
[29 empty] | 0 | 0 | 0 | 0
[29 empty] | 0 | 0 | 0 | 0
[29 empty] | 0 | 0 | 0 | 0
[29 empty] | 0 | 0 | 0 | 0
[29 empty] | 0 | 0 | 0 | 0
[29 empty] | 0 | 0 | 0 | 0
[29 empty] | 0 | 0 | 0 | 0
[29 empty] | 0 | 0 | 0 | 0
[29 empty] | 0 | 0 | 0 | 0
[29 empty] | 0 | 0 | 0 | 0
[29 empty] | 0 | 0 | 0 | 0
[29 empty] | 0 | 0 | 0 | 0
[29 empty] | 0 | 0 | 0 | 0
[29 empty] | 0 | 0 | 0 | 0
[29 empty] | 0 | 0 | 0 | 0
[29 empty] | 0 | 0 | 0 | 0
[29 empty] | 0 | 0 | 0 | 0
[29 empty] | 0 | 0 | 0 | 0
[29 empty] | 0 | 0 | 0 | 0
[29 empty] | 0 | 0 | 0 | 0
[29 empty] | 0 | 0 | 0 | 0
[29 empty] | 0 | 0 | 0 | 0
[29 empty] | 0 | 0 | 0 | 0
[29 empty] | 0 | 0 | 0 | 0
[29 empty] | 0 | 0 | 0 | 0
[29 empty] | 0 | 0 | 0 | 0
[29 empty] | 0 | 0 | 0 | 0
[29 empty] | 0 | 0 | 0 | 0
[29 empty] | 0 | 0 | 0 | 0
[29 empty] | 0 | 0 | 0 | 0
[29 empty] | 0 | 0 | 0 | 0
[29 empty] | 0 | 0 | 0 | 0
[29 empty] | 0 | 0 | 0 | 0
[29 empty] | 0 | 0 | 0 | 0
[29 empty] | 0 | 0 | 0 | 0
[29 empty] | 0 | 0 | 0 | 0
[29 empty] | 0 | 0 | 0 | 0
[29 empty] | 0 | 0 | 0 | 0
[29 empty] | 0 | 0 | 0 | 0
[29 empty] | 0 | 0 | 0 | 0
[29 empty] | 0 | 0 | 0 | 0
[29 empty] | 0 | 0 | 0 | 0
[29 empty] | 0 | 0 | 0 | 0
[29 empty] | 0 | 0 | 0 | 0
[29 empty] | 0 | 0 | 0 | 0
[29 empty] | 0 | 0 | 0 | 0
[29 empty] | 0 | 0 | 0 | 0
[29 empty] | 0 | 0 | 0 | 0
[29 empty] | 0 | 0 | 0 | 0
[29 empty] | 0 | 0 | 0 | 0
[29 empty] | 0 | 0 | 0 | 0
[29 empty] | 0 | 0 | 0 | 0
[29 empty] | 0 | 0 | 0 | 0
[29 empty] | 0 | 0 | 0 | 0
[29 empty] | 0 | 0 | 0 | 0
[29 empty] | 0 | 0 | 0 | 0
[29 empty] | 0 | 0 | 0 | 0
[29 empty] | 0 | 0 | 0 | 0
[29 empty] | 0 | 0 | 0 | 0
[29 empty] | 0 | 0 | 0 | 0
[29 empty] | 0 | 0 | 0 | 0
[29 empty] | 0 | 0 | 0 | 0
[29 empty] | 0 | 0 | 0 | 0
[29 empty] | 0 | 0 | 0 | 0
[29 empty] | 0 | 0 | 0 | 0
[29 empty] | 0 | 0 | 0 | 0
[29 empty] | 0 | 0 | 0 | 0
[29 empty] | 0 | 0 | 0 | 0
[29 empty] | 0 | 0 | 0 | 0
[29 empty] | 0 | 0 | 0 | 0
[29 empty] | 0 | 0 | 0 | 0
[29 empty] | 0 | 0 | 0 | 0
[29 empty] | 0 | 0 | 0 | 0
[29 empty] | 0 | 0 | 0 | 0
[29 empty] | 0 | 0 | 0 | 0
[29 empty] | 0 | 0 | 0 | 0
[29 empty] | 0 | 0 | 0 | 0
[29 empty] | 0 | 0 | 0 | 0
[29 empty] | 0 | 0 | 0 | 0
[29 empty] | 0 | 0 | 0 | 0
[29 empty] | 0 | 0 | 0 | 0
[29 empty] | 0 | 0 | 0 | 0
[29 empty] | 0 | 0 | 0 | 0
[29 empty] | 0 | 0 | 0 | 0
[29 empty] | 0 | 0 | 0 | 0
[29 empty] | 0 | 0 | 0 | 0
[29 empty] | 0 | 0 | 0 | 0
[29 empty] | 0 | 0 | 0 | 0
[29 empty] | 0 | 0 | 0 | 0
[29 empty] | 0 | 0 | 0 | 0
[29 empty] | 0 | 0 | 0 | 0
[29 empty] | 0 | 0 | 0 | 0
[29 empty] | 0 | 0 | 0 | 0
[29 empty] | 0 | 0 | 0 | 0
[29 empty] | 0 | 0 | 0 | 0
[29 empty] | 0 | 0 | 0 | 0
[29 empty] | 0 | 0 | 0 | 0
[29 empty] | 0 | 0 | 0 | 0
[29 empty] | 0 | 0 | 0 | 0
[29 empty] | 0 | 0 | 0 | 0
[29 empty] | 0 | 0 | 0 | 0
[29 empty] | 0 | 0 | 0 | 0
[29 empty] | 0 | 0 | 0 | 0
[29 empty] | 0 | 0 | 0 | 0
[29 empty] | 0 | 0 | 0 | 0
[29 empty] | 0 | 0 | 0 | 0
[29 empty] | 0 | 0 | 0 | 0
[29 empty] | 0 | 0 | 0 | 0
[29 empty] | 0 | 0 | 0 | 0
[29 empty] | 0 | 0 | 0 | 0
[29 empty] | 0 | 0 | 0 | 0
[29 empty] | 0 | 0 | 0 | 0
[29 empty] | 0 | 0 | 0 | 0
[29 empty] | 0 | 0 | 0 | 0
[29 empty] | 0 | 0 | 0 | 0
[29 empty] | 0 | 0 | 0 | 0
[29 empty] | 0 | 0 | 0 | 0
[29 empty] | 0 | 0 | 0 | 0
[29 empty] | 0 | 0 | 0 | 0
[29 empty] | 0 | 0 | 0 | 0
[29 empty] | 0 | 0 | 0 | 0
[29 empty] | 0 | 0 | 0 | 0
[29 empty] | 0 | 0 | 0 | 0
[29 empty] | 0 | 0 | 0 | 0
[29 empty] | 0 | 0 | 0 | 0
[29 empty] | 0 | 0 | 0 | 0
[29 empty] | 0 | 0 | 0 | 0
[29 empty] | 0 | 0 | 0 | 0
[29 empty] | 0 | 0 | 0 | 0
[29 empty] | 0 | 0 | 0 | 0
[29 empty] | 0 | 0 | 0 | 0
[29 empty] | 0 | 0 | 0 | 0
[29 empty] | 0 | 0 | 0 | 0
[29 empty] | 0 | 0 | 0 | 0
[29 empty] | 0 | 0 | 0 | 0
[29 empty] | 0 | 0 | 0 | 0
[29 empty] | 0 | 0 | 0 | 0
[29 empty] | 0 | 0 | 0 | 0
[29 empty] | 0 | 0 | 0 | 0
[29 empty] | 0 | 0 | 0 | 0
[29 empty] | 0 | 0 | 0 | 0
[29 empty] | 0 | 0 | 0 | 0
[29 empty] | 0 | 0 | 0 | 0
[29 empty] | 0 | 0 | 0 | 0
[29 empty] | 0 | 0 | 0 | 0
[29 empty] | 0 | 0 | 0 | 0
[29 empty] | 0 | 0 | 0 | 0
[29 empty] | 0 | 0 | 0 | 0
[29 empty] | 0 | 0 | 0 | 0
[29 empty] | 0 | 0 | 0 | 0
[29 empty] | 0 | 0 | 0 | 0
[29 empty] | 0 | 0 | 0 | 0
[29 empty] | 0 | 0 | 0 | 0
[29 empty] | 0 | 0 | 0 | 0
[29 empty] | 0 | 0 | 0 | 0
[29 empty] | 0 | 0 | 0 | 0
[29 empty] | 0 | 0 | 0 | 0
[29 empty] | 0 | 0 | 0 | 0
[29 empty] | 0 | 0 | 0 | 0
[29 empty] | 0 | 0 | 0 | 0
[29 empty] | 0 | 0 | 0 | 0
[29 empty] | 0 | 0 | 0 | 0
[29 empty] | 0 | 0 | 0 | 0
[29 empty] | 0 | 0 | 0 | 0
[29 empty] | 0 | 0 | 0 | 0
[29 empty] | 0 | 0 | 0 | 0
[29 empty] | 0 | 0 | 0 | 0
[29 empty] | 0 | 0 | 0 | 0
[29 empty] | 0 | 0 | 0 | 0
[29 empty] | 0 | 0 | 0 | 0
[29 empty] | 0 | 0 | 0 | 0
[29 empty] | 0 | 0 | 0 | 0
[29 empty] | 0 | 0 | 0 | 0
[29 empty] | 0 | 0 | 0 | 0
[29 empty] | 0 | 0 | 0 | 0
[29 empty] | 0 | 0 | 0 | 0
[29 empty] | 0 | 0 | 0 | 0
[29 empty] | 0 | 0 | 0 | 0
[29 empty] | 0 | 0 | 0 | 0
[29 empty] | 0 | 0 | 0 | 0
[29 empty] | 0 | 0 | 0 | 0
[29 empty] | 0 | 0 | 0 | 0
[29 empty] | 0 | 0 | 0 | 0
[29 empty] | 0 | 0 | 0 | 0
[29 empty] | 0 | 0 | 0 | 0
[29 empty] | 0 | 0 | 0 | 0
[29 empty] | 0 | 0 | 0 | 0
[29 empty] | 0 | 0 | 0 | 0
[29 empty] | 0 | 0 | 0 | 0
[29 empty] | 0 | 0 | 0 | 0
[29 empty] | 0 | 0 | 0 | 0
[29 empty] | 0 | 0 | 0 | 0
[29 empty] | 0 | 0 | 0 | 0
[29 empty] | 0 | 0 | 0 | 0
[29 empty] | 0 | 0 | 0 | 0
[29 empty] | 0 | 0 | 0 | 0
[29 empty] | 0 | 0 | 0 | 0
[29 empty] | 0 | 0 | 0 | 0
[29 empty] | 0 | 0 | 0 | 0
[29 empty] | 0 | 0 | 0 | 0
[29 empty] | 0 | 0 | 0 | 0
[29 empty] | 0 | 0 | 0 | 0
[29 empty] | 0 | 0 | 0 | 0
[29 empty] | 0 | 0 | 0 | 0
[29 empty] | 0 | 0 | 0 | 0
[29 empty] | 0 | 0 | 0 | 0
[29 empty] | 0 | 0 | 0 | 0
[29 empty] | 0 | 0 | 0 | 0
[29 empty] | 0 | 0 | 0 | 0
[29 empty] | 0 | 0 | 0 | 0
[29 empty] | 0 | 0 | 0 | 0
[29 empty] | 0 | 0 | 0 | 0
[29 empty] | 0 | 0 | 0 | 0
[29 empty] | 0 | 0 | 0 | 0
[29 empty] | 0 | 0 | 0 | 0
[29 empty] | 0 | 0 | 0 | 0
[29 empty] | 0 | 0 | 0 | 0
[29 empty] | 0 | 0 | 0 | 0
[29 empty] | 0 | 0 | 0 | 0
[29 empty] | 0 | 0 | 0 | 0
[29 empty] | 0 | 0 | 0 | 0
[29 empty] | 0 | 0 | 0 | 0
[29 empty] | 0 | 0 | 0 | 0
[29 empty] | 0 | 0 | 0 | 0
[29 empty] | 0 | 0 | 0 | 0
[29 empty] | 0 | 0 | 0 | 0
[29 empty] | 0 | 0 | 0 | 0
[29 empty] | 0 | 0 | 0 | 0
[29 empty] | 0 | 0 | 0 | 0
[29 empty] | 0 | 0 | 0 | 0
[29 empty] | 0 | 0 | 0 | 0
[29 empty] | 0 | 0 | 0 | 0
[29 empty] | 0 | 0 | 0 | 0
[29 empty] | 0 | 0 | 0 | 0
[29 empty] | 0 | 0 | 0 | 0
[29 empty] | 0 | 0 | 0 | 0
[29 empty] | 0 | 0 | 0 | 0
[29 empty] | 0 | 0 | 0 | 0
[29 empty] | 0 | 0 | 0 | 0
[29 empty] | 0 | 0 | 0 | 0
[29 empty] | 0 | 0 | 0 | 0
[29 empty] | 0 | 0 | 0 | 0
[29 empty] | 0 | 0 | 0 | 0
[29 empty] | 0 | 0 | 0 | 0
[29 empty] | 0 | 0 | 0 | 0
[29 empty] | 0 | 0 | 0 | 0
[29 empty] | 0 | 0 | 0 | 0
[29 empty] | 0 | 0 | 0 | 0
[29 empty] | 0 | 0 | 0 | 0
[29 empty] | 0 | 0 | 0 | 0
[29 empty] | 0 | 0 | 0 | 0
[29 empty] | 0 | 0 | 0 | 0
[29 empty] | 0 | 0 | 0 | 0
[29 empty] | 0 | 0 | 0 | 0
[29 empty] | 0 | 0 | 0 | 0
[29 empty] | 0 | 0 | 0 | 0
[29 empty] | 0 | 0 | 0 | 0
[29 empty] | 0 | 0 | 0 | 0
[29 empty] | 0 | 0 | 0 | 0
[29 empty] | 0 | 0 | 0 | 0
[29 empty] | 0 | 0 | 0 | 0
[29 empty] | 0 | 0 | 0 | 0
[29 empty] | 0 | 0 | 0 | 0
[29 empty] | 0 | 0 | 0 | 0
[29 empty] | 0 | 0 | 0 | 0
[29 empty] | 0 | 0 | 0 | 0
[29 empty] | 0 | 0 | 0 | 0
[29 empty] | 0 | 0 | 0 | 0
[29 empty] | 0 | 0 | 0 | 0
[29 empty] | 0 | 0 | 0 | 0
[29 empty] | 0 | 0 | 0 | 0
[29 empty] | 0 | 0 | 0 | 0
[29 empty] | 0 | 0 | 0 | 0
[29 empty] | 0 | 0 | 0 | 0
[29 empty] | 0 | 0 | 0 | 0
[29 empty] | 0 | 0 | 0 | 0
[29 empty] | 0 | 0 | 0 | 0
[29 empty] | 0 | 0 | 0 | 0
[29 empty] | 0 | 0 | 0 | 0
[29 empty] | 0 | 0 | 0 | 0
[29 empty] | 0 | 0 | 0 | 0
[29 empty] | 0 | 0 | 0 | 0
[29 empty] | 0 | 0 | 0 | 0
[29 empty] | 0 | 0 | 0 | 0
[29 empty] | 0 | 0 | 0 | 0
[29 empty] | 0 | 0 | 0 | 0
[29 empty] | 0 | 0 | 0 | 0
[29 empty] | 0 | 0 | 0 | 0
[29 empty] | 0 | 0 | 0 | 0
[29 empty] | 0 | 0 | 0 | 0
[29 empty] | 0 | 0 | 0 | 0
[29 empty] | 0 | 0 | 0 | 0
[29 empty] | 0 | 0 | 0 | 0
[29 empty] | 0 | 0 | 0 | 0
[29 empty] | 0 | 0 | 0 | 0
[29 empty] | 0 | 0 | 0 | 0
[29 empty] | 0 | 0 | 0 | 0
[29 empty] | 0 | 0 | 0 | 0
[29 empty] | 0 | 0 | 0 | 0
[29 empty] | 0 | 0 | 0 | 0
[29 empty] | 0 | 0 | 0 | 0
[29 empty] | 0 | 0 | 0 | 0
[29 empty] | 0 | 0 | 0 | 0
[29 empty] | 0 | 0 | 0 | 0
[29 empty] | 0 | 0 | 0 | 0
[29 empty] | 0 | 0 | 0 | 0
[29 empty] | 0 | 0 | 0 | 0
[29 empty] | 0 | 0 | 0 | 0
[29 empty] | 0 | 0 | 0 | 0
[29 empty] | 0 | 0 | 0 | 0
[29 empty] | 0 | 0 | 0 | 0
[29 empty] | 0 | 0 | 0 | 0
[29 empty] | 0 | 0 | 0 | 0
[29 empty] | 0 | 0 | 0 | 0
[29 empty] | 0 | 0 | 0 | 0
[29 empty] | 0 | 0 | 0 | 0
[29 empty] | 0 | 0 | 0 | 0
[29 empty] | 0 | 0 | 0 | 0
[29 empty] | 0 | 0 | 0 | 0
[29 empty] | 0 | 0 | 0 | 0
[29 empty] | 0 | 0 | 0 | 0
[29 empty] | 0 | 0 | 0 | 0
[29 empty] | 0 | 0 | 0 | 0
[29 empty] | 0 | 0 | 0 | 0
[29 empty] | 0 | 0 | 0 | 0
[29 empty] | 0 | 0 | 0 | 0
[29 empty] | 0 | 0 | 0 | 0
[29 empty] | 0 | 0 | 0 | 0
[29 empty] | 0 | 0 | 0 | 0
[29 empty] | 0 | 0 | 0 | 0
[29 empty] | 0 | 0 | 0 | 0
[29 empty] | 0 | 0 | 0 | 0
[29 empty] | 0 | 0 | 0 | 0
[29 empty] | 0 | 0 | 0 | 0
[29 empty] | 0 | 0 | 0 | 0
[29 empty] | 0 | 0 | 0 | 0
[29 empty] | 0 | 0 | 0 | 0
[29 empty] | 0 | 0 | 0 | 0
[29 empty] | 0 | 0 | 0 | 0
[29 empty] | 0 | 0 | 0 | 0
[29 empty] | 0 | 0 | 0 | 0
[29 empty] | 0 | 0 | 0 | 0
[29 empty] | 0 | 0 | 0 | 0
[29 empty] | 0 | 0 | 0 | 0
[29 empty] | 0 | 0 | 0 | 0
[29 empty] | 0 | 0 | 0 | 0
[29 empty] | 0 | 0 | 0 | 0
[29 empty] | 0 | 0 | 0 | 0
[29 empty] | 0 | 0 | 0 | 0
[29 empty] | 0 | 0 | 0 | 0
[29 empty] | 0 | 0 | 0 | 0
[29 empty] | 0 | 0 | 0 | 0
[29 empty] | 0 | 0 | 0 | 0
[29 empty] | 0 | 0 | 0 | 0
[29 empty] | 0 | 0 | 0 | 0
[29 empty] | 0 | 0 | 0 | 0
[29 empty] | 0 | 0 | 0 | 0
[29 empty] | 0 | 0 | 0 | 0
[29 empty] | 0 | 0 | 0 | 0
[29 empty] | 0 | 0 | 0 | 0
[29 empty] | 0 | 0 | 0 | 0
[29 empty] | 0 | 0 | 0 | 0
[29 empty] | 0 | 0 | 0 | 0
[29 empty] | 0 | 0 | 0 | 0
[29 empty] | 0 | 0 | 0 | 0
[29 empty] | 0 | 0 | 0 | 0
[29 empty] | 0 | 0 | 0 | 0
[29 empty] | 0 | 0 | 0 | 0
[29 empty] | 0 | 0 | 0 | 0
[29 empty] | 0 | 0 | 0 | 0
[29 empty] | 0 | 0 | 0 | 0
[29 empty] | 0 | 0 | 0 | 0
[29 empty] | 0 | 0 | 0 | 0
[29 empty] | 0 | 0 | 0 | 0
[29 empty] | 0 | 0 | 0 | 0
[29 empty] | 0 | 0 | 0 | 0
[29 empty] | 0 | 0 | 0 | 0
[29 empty] | 0 | 0 | 0 | 0
[29 empty] | 0 | 0 | 0 | 0
[29 empty] | 0 | 0 | 0 | 0
[29 empty] | 0 | 0 | 0 | 0
[29 empty] | 0 | 0 | 0 | 0
[29 empty] | 0 | 0 | 0 | 0
[29 empty] | 0 | 0 | 0 | 0
[29 empty] | 0 | 0 | 0 | 0
[29 empty] | 0 | 0 | 0 | 0
[29 empty] | 0 | 0 | 0 | 0
[29 empty] | 0 | 0 | 0 | 0
[29 empty] | 0 | 0 | 0 | 0
[29 empty] | 0 | 0 | 0 | 0
[29 empty] | 0 | 0 | 0 | 0
[29 empty] | 0 | 0 | 0 | 0
[29 empty] | 0 | 0 | 0 | 0
[29 empty] | 0 | 0 | 0 | 0
[29 empty] | 0 | 0 | 0 | 0
[29 empty] | 0 | 0 | 0 | 0
[29 empty] | 0 | 0 | 0 | 0
[29 empty] | 0 | 0 | 0 | 0
[29 empty] | 0 | 0 | 0 | 0
[29 empty] | 0 | 0 | 0 | 0
[29 empty] | 0 | 0 | 0 | 0
[29 empty] | 0 | 0 | 0 | 0
[29 empty] | 0 | 0 | 0 | 0
[29 empty] | 0 | 0 | 0 | 0
[29 empty] | 0 | 0 | 0 | 0
[29 empty] | 0 | 0 | 0 | 0
[29 empty] | 0 | 0 | 0 | 0
[29 empty] | 0 | 0 | 0 | 0
[29 empty] | 0 | 0 | 0 | 0
[29 empty] | 0 | 0 | 0 | 0
[29 empty] | 0 | 0 | 0 | 0
[29 empty] | 0 | 0 | 0 | 0
[29 empty] | 0 | 0 | 0 | 0
[29 empty] | 0 | 0 | 0 | 0
[29 empty] | 0 | 0 | 0 | 0
[29 empty] | 0 | 0 | 0 | 0
[29 empty] | 0 | 0 | 0 | 0
[29 empty] | 0 | 0 | 0 | 0
[29 empty] | 0 | 0 | 0 | 0
[29 empty] | 0 | 0 | 0 | 0
[29 empty] | 0 | 0 | 0 | 0
[29 empty] | 0 | 0 | 0 | 0
[29 empty] | 0 | 0 | 0 | 0
[29 empty] | 0 | 0 | 0 | 0
[29 empty] | 0 | 0 | 0 | 0
[29 empty] | 0 | 0 | 0 | 0
[29 empty] | 0 | 0 | 0 | 0
[29 empty] | 0 | 0 | 0 | 0
[29 empty] | 0 | 0 | 0 | 0
[29 empty] | 0 | 0 | 0 | 0
[29 empty] | 0 | 0 | 0 | 0
[29 empty] | 0 | 0 | 0 | 0
[29 empty] | 0 | 0 | 0 | 0
[29 empty] | 0 | 0 | 0 | 0
[29 empty] | 0 | 0 | 0 | 0
[29 empty] | 0 | 0 | 0 | 0
[29 empty] | 0 | 0 | 0 | 0
[29 empty] | 0 | 0 | 0 | 0
[29 empty] | 0 | 0 | 0 | 0
[29 empty] | 0 | 0 | 0 | 0
[29 empty] | 0 | 0 | 0 | 0
[29 empty] | 0 | 0 | 0 | 0
[29 empty] | 0 | 0 | 0 | 0
[29 empty] | 0 | 0 | 0 | 0
[29 empty] | 0 | 0 | 0 | 0
[29 empty] | 0 | 0 | 0 | 0
[29 empty] | 0 | 0 | 0 | 0
[29 empty] | 0 | 0 | 0 | 0
[29 empty] | 0 | 0 | 0 | 0
[29 empty] | 0 | 0 | 0 | 0
[29 empty] | 0 | 0 | 0 | 0
[29 empty] | 0 | 0 | 0 | 0
[29 empty] | 0 | 0 | 0 | 0
[29 empty] | 0 | 0 | 0 | 0
[29 empty] | 0 | 0 | 0 | 0
[29 empty] | 0 | 0 | 0 | 0
[29 empty] | 0 | 0 | 0 | 0
[29 empty] | 0 | 0 | 0 | 0
[29 empty] | 0 | 0 | 0 | 0
[29 empty] | 0 | 0 | 0 | 0
[29 empty] | 0 | 0 | 0 | 0
[29 empty] | 0 | 0 | 0 | 0
[29 empty] | 0 | 0 | 0 | 0
[29 empty] | 0 | 0 | 0 | 0
[29 empty] | 0 | 0 | 0 | 0
[29 empty] | 0 | 0 | 0 | 0
[29 empty] | 0 | 0 | 0 | 0
[29 empty] | 0 | 0 | 0 | 0
[29 empty] | 0 | 0 | 0 | 0
[29 empty] | 0 | 0 | 0 | 0
[29 empty] | 0 | 0 | 0 | 0
[29 empty] | 0 | 0 | 0 | 0
[29 empty] | 0 | 0 | 0 | 0
[29 empty] | 0 | 0 | 0 | 0
[29 empty] | 0 | 0 | 0 | 0
[29 empty] | 0 | 0 | 0 | 0
[29 empty] | 0 | 0 | 0 | 0
[29 empty] | 0 | 0 | 0 | 0
[29 empty] | 0 | 0 | 0 | 0
[29 empty] | 0 | 0 | 0 | 0
[29 empty] | 0 | 0 | 0 | 0
[29 empty] | 0 | 0 | 0 | 0
[29 empty] | 0 | 0 | 0 | 0
[29 empty] | 0 | 0 | 0 | 0
[29 empty] | 0 | 0 | 0 | 0
[29 empty] | 0 | 0 | 0 | 0
[29 empty] | 0 | 0 | 0 | 0
[29 empty] | 0 | 0 | 0 | 0
[29 empty] | 0 | 0 | 0 | 0
[29 empty] | 0 | 0 | 0 | 0
[29 empty] | 0 | 0 | 0 | 0
[29 empty] | 0 | 0 | 0 | 0
[29 empty] | 0 | 0 | 0 | 0
[29 empty] | 0 | 0 | 0 | 0
[29 empty] | 0 | 0 | 0 | 0
[29 empty] | 0 | 0 | 0 | 0
[29 empty] | 0 | 0 | 0 | 0
[29 empty] | 0 | 0 | 0 | 0
[29 empty] | 0 | 0 | 0 | 0
[29 empty] | 0 | 0 | 0 | 0
[29 empty] | 0 | 0 | 0 | 0
[29 empty] | 0 | 0 | 0 | 0
[29 empty] | 0 | 0 | 0 | 0
[29 empty] | 0 | 0 | 0 | 0
[29 empty] | 0 | 0 | 0 | 0
[29 empty] | 0 | 0 | 0 | 0
[29 empty] | 0 | 0 | 0 | 0
[29 empty] | 0 | 0 | 0 | 0
[29 empty] | 0 | 0 | 0 | 0
[29 empty] | 0 | 0 | 0 | 0
[29 empty] | 0 | 0 | 0 | 0
[29 empty] | 0 | 0 | 0 | 0
[29 empty] | 0 | 0 | 0 | 0
[29 empty] | 0 | 0 | 0 | 0
[29 empty] | 0 | 0 | 0 | 0
[29 empty] | 0 | 0 | 0 | 0
[29 empty] | 0 | 0 | 0 | 0
[29 empty] | 0 | 0 | 0 | 0
[29 empty] | 0 | 0 | 0 | 0
[29 empty] | 0 | 0 | 0 | 0
[29 empty] | 0 | 0 | 0 | 0
[29 empty] | 0 | 0 | 0 | 0
[29 empty] | 0 | 0 | 0 | 0
[29 empty] | 0 | 0 | 0 | 0
[29 empty] | 0 | 0 | 0 | 0
[29 empty] | 0 | 0 | 0 | 0
[29 empty] | 0 | 0 | 0 | 0
[29 empty] | 0 | 0 | 0 | 0
[29 empty] | 0 | 0 | 0 | 0
[29 empty] | 0 | 0 | 0 | 0
[29 empty] | 0 | 0 | 0 | 0
[29 empty] | 0 | 0 | 0 | 0
[29 empty] | 0 | 0 | 0 | 0
[29 empty] | 0 | 0 | 0 | 0
[29 empty] | 0 | 0 | 0 | 0
[29 empty] | 0 | 0 | 0 | 0
[29 empty] | 0 | 0 | 0 | 0
[29 empty] | 0 | 0 | 0 | 0
[29 empty] | 0 | 0 | 0 | 0
[29 empty] | 0 | 0 | 0 | 0
[29 empty] | 0 | 0 | 0 | 0
[29 empty] | 0 | 0 | 0 | 0
[29 empty] | 0 | 0 | 0 | 0
[29 empty] | 0 | 0 | 0 | 0
[29 empty] | 0 | 0 | 0 | 0
[29 empty] | 0 | 0 | 0 | 0
[29 empty] | 0 | 0 | 0 | 0
[29 empty] | 0 | 0 | 0 | 0
[29 empty] | 0 | 0 | 0 | 0
[29 empty] | 0 | 0 | 0 | 0
[29 empty] | 0 | 0 | 0 | 0
[29 empty] | 0 | 0 | 0 | 0
[29 empty] | 0 | 0 | 0 | 0
[29 empty] | 0 | 0 | 0 | 0
[29 empty] | 0 | 0 | 0 | 0
[29 empty] | 0 | 0 | 0 | 0
[29 empty] | 0 | 0 | 0 | 0
[29 empty] | 0 | 0 | 0 | 0
[29 empty] | 0 | 0 | 0 | 0
[29 empty] | 0 | 0 | 0 | 0
[29 empty] | 0 | 0 | 0 | 0
[29 empty] | 0 | 0 | 0 | 0
[29 empty] | 0 | 0 | 0 | 0
[29 empty] | 0 | 0 | 0 | 0
[29 empty] | 0 | 0 | 0 | 0
[29 empty] | 0 | 0 | 0 | 0
[29 empty] | 0 | 0 | 0 | 0
[29 empty] | 0 | 0 | 0 | 0
[29 empty] | 0 | 0 | 0 | 0
[29 empty] | 0 | 0 | 0 | 0
[29 empty] | 0 | 0 | 0 | 0
[29 empty] | 0 | 0 | 0 | 0
[29 empty] | 0 | 0 | 0 | 0
[29 empty] | 0 | 0 | 0 | 0
[29 empty] | 0 | 0 | 0 | 0
[29 empty] | 0 | 0 | 0 | 0
[29 empty] | 0 | 0 | 0 | 0
[29 empty] | 0 | 0 | 0 | 0
[29 empty] | 0 | 0 | 0 | 0
[29 empty] | 0 | 0 | 0 | 0
[29 empty] | 0 | 0 | 0 | 0
[29 empty] | 0 | 0 | 0 | 0
[29 empty] | 0 | 0 | 0 | 0
[29 empty] | 0 | 0 | 0 | 0
[29 empty] | 0 | 0 | 0 | 0
[29 empty] | 0 | 0 | 0 | 0
[29 empty] | 0 | 0 | 0 | 0
[29 empty] | 0 | 0 | 0 | 0
[29 empty] | 0 | 0 | 0 | 0
[29 empty] | 0 | 0 | 0 | 0
[29 empty] | 0 | 0 | 0 | 0
[29 empty] | 0 | 0 | 0 | 0
[29 empty] | 0 | 0 | 0 | 0
[29 empty] | 0 | 0 | 0 | 0
[29 empty] | 0 | 0 | 0 | 0
[29 empty] | 0 | 0 | 0 | 0
[29 empty] | 0 | 0 | 0 | 0
[29 empty] | 0 | 0 | 0 | 0
[29 empty] | 0 | 0 | 0 | 0
[29 empty] | 0 | 0 | 0 | 0
[29 empty] | 0 | 0 | 0 | 0
[29 empty] | 0 | 0 | 0 | 0
[29 empty] | 0 | 0 | 0 | 0
[29 empty] | 0 | 0 | 0 | 0
[29 empty] | 0 | 0 | 0 | 0
[29 empty] | 0 | 0 | 0 | 0
[29 empty] | 0 | 0 | 0 | 0
[29 empty] | 0 | 0 | 0 | 0
[29 empty] | 0 | 0 | 0 | 0
[29 empty] | 0 | 0 | 0 | 0
[29 empty] | 0 | 0 | 0 | 0
[29 empty] | 0 | 0 | 0 | 0
[29 empty] | 0 | 0 | 0 | 0
[29 empty] | 0 | 0 | 0 | 0
[29 empty] | 0 | 0 | 0 | 0
[29 empty] | 0 | 0 | 0 | 0
[29 empty] | 0 | 0 | 0 | 0
[29 empty] | 0 | 0 | 0 | 0
[29 empty] | 0 | 0 | 0 | 0
[29 empty] | 0 | 0 | 0 | 0
[29 empty] | 0 | 0 | 0 | 0
[29 empty] | 0 | 0 | 0 | 0
[29 empty] | 0 | 0 | 0 | 0
[29 empty] | 0 | 0 | 0 | 0
[29 empty] | 0 | 0 | 0 | 0
[29 empty] | 0 | 0 | 0 | 0
[29 empty] | 0 | 0 | 0 | 0
[29 empty] | 0 | 0 | 0 | 0
[29 empty] | 0 | 0 | 0 | 0
[29 empty] | 0 | 0 | 0 | 0
[29 empty] | 0 | 0 | 0 | 0
[29 empty] | 0 | 0 | 0 | 0
[29 empty] | 0 | 0 | 0 | 0
[29 empty] | 0 | 0 | 0 | 0
[29 empty] | 0 | 0 | 0 | 0
[29 empty] | 0 | 0 | 0 | 0
[29 empty] | 0 | 0 | 0 | 0
[29 empty] | 0 | 0 | 0 | 0
[29 empty] | 0 | 0 | 0 | 0
[29 empty] | 0 | 0 | 0 | 0
[29 empty] | 0 | 0 | 0 | 0
[29 empty] | 0 | 0 | 0 | 0
[29 empty] | 0 | 0 | 0 | 0
[29 empty] | 0 | 0 | 0 | 0
[29 empty] | 0 | 0 | 0 | 0
[29 empty] | 0 | 0 | 0 | 0
[29 empty] | 0 | 0 | 0 | 0
[29 empty] | 0 | 0 | 0 | 0
[29 empty] | 0 | 0 | 0 | 0
[29 empty] | 0 | 0 | 0 | 0
[29 empty] | 0 | 0 | 0 | 0
[29 empty] | 0 | 0 | 0 | 0
[29 empty] | 0 | 0 | 0 | 0
[29 empty] | 0 | 0 | 0 | 0
[29 empty] | 0 | 0 | 0 | 0
[29 empty] | 0 | 0 | 0 | 0
[29 empty] | 0 | 0 | 0 | 0
[29 empty] | 0 | 0 | 0 | 0
[29 empty] | 0 | 0 | 0 | 0
[29 empty] | 0 | 0 | 0 | 0
[29 empty] | 0 | 0 | 0 | 0
[29 empty] | 0 | 0 | 0 | 0
[29 empty] | 0 | 0 | 0 | 0
[29 empty] | 0 | 0 | 0 | 0
[29 empty] | 0 | 0 | 0 | 0
[29 empty] | 0 | 0 | 0 | 0
[29 empty] | 0 | 0 | 0 | 0
[29 empty] | 0 | 0 | 0 | 0
[29 empty] | 0 | 0 | 0 | 0
[29 empty] | 0 | 0 | 0 | 0
[29 empty] | 0 | 0 | 0 | 0
[29 empty] | 0 | 0 | 0 | 0
[29 empty] | 0 | 0 | 0 | 0
[29 empty] | 0 | 0 | 0 | 0
[29 empty] | 0 | 0 | 0 | 0
[29 empty] | 0 | 0 | 0 | 0
[29 empty] | 0 | 0 | 0 | 0
[29 empty] | 0 | 0 | 0 | 0
[29 empty] | 0 | 0 | 0 | 0
[29 empty] | 0 | 0 | 0 | 0
[29 empty] | 0 | 0 | 0 | 0
[29 empty] | 0 | 0 | 0 | 0
[29 empty] | 0 | 0 | 0 | 0
[29 empty] | 0 | 0 | 0 | 0
[29 empty] | 0 | 0 | 0 | 0
[29 empty] | 0 | 0 | 0 | 0
[29 empty] | 0 | 0 | 0 | 0
[29 empty] | 0 | 0 | 0 | 0
[29 empty] | 0 | 0 | 0 | 0
[29 empty] | 0 | 0 | 0 | 0
[29 empty] | 0 | 0 | 0 | 0
[29 empty] | 0 | 0 | 0 | 0
[29 empty] | 0 | 0 | 0 | 0
[29 empty] | 0 | 0 | 0 | 0
[29 empty] | 0 | 0 | 0 | 0
[29 empty] | 0 | 0 | 0 | 0
[29 empty] | 0 | 0 | 0 | 0
[29 empty] | 0 | 0 | 0 | 0
[29 empty] | 0 | 0 | 0 | 0
[29 empty] | 0 | 0 | 0 | 0
[29 empty] | 0 | 0 | 0 | 0
[29 empty] | 0 | 0 | 0 | 0
[29 empty] | 0 | 0 | 0 | 0
[29 empty] | 0 | 0 | 0 | 0
[29 empty] | 0 | 0 | 0 | 0
[29 empty] | 0 | 0 | 0 | 0
[29 empty] | 0 | 0 | 0 | 0
[29 empty] | 0 | 0 | 0 | 0
[29 empty] | 0 | 0 | 0 | 0
[29 empty] | 0 | 0 | 0 | 0
[29 empty] | 0 | 0 | 0 | 0
[29 empty] | 0 | 0 | 0 | 0
[29 empty] | 0 | 0 | 0 | 0
[29 empty] | 0 | 0 | 0 | 0
[29 empty] | 0 | 0 | 0 | 0
[29 empty] | 0 | 0 | 0 | 0
[29 empty] | 0 | 0 | 0 | 0
[29 empty] | 0 | 0 | 0 | 0
[29 empty] | 0 | 0 | 0 | 0
[29 empty] | 0 | 0 | 0 | 0
[29 empty] | 0 | 0 | 0 | 0
[29 empty] | 0 | 0 | 0 | 0
[29 empty] | 0 | 0 | 0 | 0
[29 empty] | 0 | 0 | 0 | 0
[29 empty] | 0 | 0 | 0 | 0
[29 empty] | 0 | 0 | 0 | 0
[29 empty] | 0 | 0 | 0 | 0
[29 empty] | 0 | 0 | 0 | 0
[29 empty] | 0 | 0 | 0 | 0
[29 empty] | 0 | 0 | 0 | 0
[29 empty] | 0 | 0 | 0 | 0
[29 empty] | 0 | 0 | 0 | 0
[29 empty] | 0 | 0 | 0 | 0
[29 empty] | 0 | 0 | 0 | 0
[29 empty] | 0 | 0 | 0 | 0
[29 empty] | 0 | 0 | 0 | 0
[29 empty] | 0 | 0 | 0 | 0
[29 empty] | 0 | 0 | 0 | 0
[29 empty] | 0 | 0 | 0 | 0
[29 empty] | 0 | 0 | 0 | 0
[29 empty] | 0 | 0 | 0 | 0
[29 empty] | 0 | 0 | 0 | 0
[29 empty] | 0 | 0 | 0 | 0
[29 empty] | 0 | 0 | 0 | 0
[29 empty] | 0 | 0 | 0 | 0
[29 empty] | 0 | 0 | 0 | 0
[29 empty] | 0 | 0 | 0 | 0
[29 empty] | 0 | 0 | 0 | 0
[29 empty] | 0 | 0 | 0 | 0
[29 empty] | 0 | 0 | 0 | 0
[29 empty] | 0 | 0 | 0 | 0
[29 empty] | 0 | 0 | 0 | 0
[29 empty] | 0 | 0 | 0 | 0
[29 empty] | 0 | 0 | 0 | 0
[29 empty] | 0 | 0 | 0 | 0
[29 empty] | 0 | 0 | 0 | 0
[29 empty] | 0 | 0 | 0 | 0
[29 empty] | 0 | 0 | 0 | 0
[29 empty] | 0 | 0 | 0 | 0
[29 empty] | 0 | 0 | 0 | 0
[29 empty] | 0 | 0 | 0 | 0
[29 empty] | 0 | 0 | 0 | 0
[29 empty] | 0 | 0 | 0 | 0
[29 empty] | 0 | 0 | 0 | 0
[29 empty] | 0 | 0 | 0 | 0
[29 empty] | 0 | 0 | 0 | 0
[29 empty] | 0 | 0 | 0 | 0
[29 empty] | 0 | 0 | 0 | 0
[29 empty] | 0 | 0 | 0 | 0
[29 empty] | 0 | 0 | 0 | 0
[29 empty] | 0 | 0 | 0 | 0
[29 empty] | 0 | 0 | 0 | 0
[29 empty] | 0 | 0 | 0 | 0
[29 empty] | 0 | 0 | 0 | 0
[29 empty] | 0 | 0 | 0 | 0
[29 empty] | 0 | 0 | 0 | 0
[29 empty] | 0 | 0 | 0 | 0
[29 empty] | 0 | 0 | 0 | 0
[29 empty] | 0 | 0 | 0 | 0
[29 empty] | 0 | 0 | 0 | 0
[29 empty] | 0 | 0 | 0 | 0
[29 empty] | 0 | 0 | 0 | 0
[29 empty] | 0 | 0 | 0 | 0
[29 empty] | 0 | 0 | 0 | 0
[29 empty] | 0 | 0 | 0 | 0
[29 empty] | 0 | 0 | 0 | 0
[29 empty] | 0 | 0 | 0 | 0
[29 empty] | 0 | 0 | 0 | 0
[29 empty] | 0 | 0 | 0 | 0
[29 empty] | 0 | 0 | 0 | 0
[29 empty] | 0 | 0 | 0 | 0
[29 empty] | 0 | 0 | 0 | 0
[29 empty] | 0 | 0 | 0 | 0
[29 empty] | 0 | 0 | 0 | 0
[29 empty] | 0 | 0 | 0 | 0
[29 empty] | 0 | 0 | 0 | 0
[29 empty] | 0 | 0 | 0 | 0
[29 empty] | 0 | 0 | 0 | 0
[29 empty] | 0 | 0 | 0 | 0
[29 empty] | 0 | 0 | 0 | 0
[29 empty] | 0 | 0 | 0 | 0
[29 empty] | 0 | 0 | 0 | 0
[29 empty] | 0 | 0 | 0 | 0
[29 empty] | 0 | 0 | 0 | 0
[29 empty] | 0 | 0 | 0 | 0
[29 empty] | 0 | 0 | 0 | 0
[29 empty] | 0 | 0 | 0 | 0
[29 empty] | 0 | 0 | 0 | 0
[29 empty] | 0 | 0 | 0 | 0
[29 empty] | 0 | 0 | 0 | 0
[29 empty] | 0 | 0 | 0 | 0
[29 empty] | 0 | 0 | 0 | 0
[29 empty] | 0 | 0 | 0 | 0
[29 empty] | 0 | 0 | 0 | 0
[29 empty] | 0 | 0 | 0 | 0
[29 empty] | 0 | 0 | 0 | 0
[29 empty] | 0 | 0 | 0 | 0
[29 empty] | 0 | 0 | 0 | 0
[29 empty] | 0 | 0 | 0 | 0
[29 empty] | 0 | 0 | 0 | 0
[29 empty] | 0 | 0 | 0 | 0
[29 empty] | 0 | 0 | 0 | 0
[29 empty] | 0 | 0 | 0 | 0
[29 empty] | 0 | 0 | 0 | 0
[29 empty] | 0 | 0 | 0 | 0
[29 empty] | 0 | 0 | 0 | 0
[29 empty] | 0 | 0 | 0 | 0
[29 empty] | 0 | 0 | 0 | 0
[29 empty] | 0 | 0 | 0 | 0
[29 empty] | 0 | 0 | 0 | 0
[29 empty] | 0 | 0 | 0 | 0
[29 empty] | 0 | 0 | 0 | 0
[29 empty] | 0 | 0 | 0 | 0
[29 empty] | 0 | 0 | 0 | 0
[29 empty] | 0 | 0 | 0 | 0
[29 empty] | 0 | 0 | 0 | 0
[29 empty] | 0 | 0 | 0 | 0
[29 empty] | 0 | 0 | 0 | 0
[29 empty] | 0 | 0 | 0 | 0
[29 empty] | 0 | 0 | 0 | 0
[29 empty] | 0 | 0 | 0 | 0
[29 empty] | 0 | 0 | 0 | 0
[29 empty] | 0 | 0 | 0 | 0
[29 empty] | 0 | 0 | 0 | 0
[29 empty] | 0 | 0 | 0 | 0
[29 empty] | 0 | 0 | 0 | 0
[29 empty] | 0 | 0 | 0 | 0
[29 empty] | 0 | 0 | 0 | 0
[29 empty] | 0 | 0 | 0 | 0
[29 empty] | 0 | 0 | 0 | 0
[29 empty] | 0 | 0 | 0 | 0
[29 empty] | 0 | 0 | 0 | 0
[29 empty] | 0 | 0 | 0 | 0
[29 empty] | 0 | 0 | 0 | 0
[29 empty] | 0 | 0 | 0 | 0
[29 empty] | 0 | 0 | 0 | 0
[29 empty] | 0 | 0 | 0 | 0
[29 empty] | 0 | 0 | 0 | 0
[29 empty] | 0 | 0 | 0 | 0
[29 empty] | 0 | 0 | 0 | 0
[29 empty] | 0 | 0 | 0 | 0
[29 empty] | 0 | 0 | 0 | 0
[29 empty] | 0 | 0 | 0 | 0
[29 empty] | 0 | 0 | 0 | 0
[29 empty] | 0 | 0 | 0 | 0
[29 empty] | 0 | 0 | 0 | 0
[29 empty] | 0 | 0 | 0 | 0
[29 empty] | 0 | 0 | 0 | 0
[29 empty] | 0 | 0 | 0 | 0
[29 empty] | 0 | 0 | 0 | 0
[29 empty] | 0 | 0 | 0 | 0
[29 empty] | 0 | 0 | 0 | 0
[29 empty] | 0 | 0 | 0 | 0
[29 empty] | 0 | 0 | 0 | 0
[29 empty] | 0 | 0 | 0 | 0
[29 empty] | 0 | 0 | 0 | 0
[29 empty] | 0 | 0 | 0 | 0
[29 empty] | 0 | 0 | 0 | 0
[29 empty] | 0 | 0 | 0 | 0
[29 empty] | 0 | 0 | 0 | 0
[29 empty] | 0 | 0 | 0 | 0
[29 empty] | 0 | 0 | 0 | 0
[29 empty] | 0 | 0 | 0 | 0
[29 empty] | 0 | 0 | 0 | 0
[29 empty] | 0 | 0 | 0 | 0
[29 empty] | 0 | 0 | 0 | 0
[29 empty] | 0 | 0 | 0 | 0
[29 empty] | 0 | 0 | 0 | 0
[29 empty] | 0 | 0 | 0 | 0
[29 empty] | 0 | 0 | 0 | 0
[29 empty] | 0 | 0 | 0 | 0
[29 empty] | 0 | 0 | 0 | 0
[29 empty] | 0 | 0 | 0 | 0
[29 empty] | 0 | 0 | 0 | 0
[29 empty] | 0 | 0 | 0 | 0
[29 empty] | 0 | 0 | 0 | 0
[29 empty] | 0 | 0 | 0 | 0
[29 empty] | 0 | 0 | 0 | 0
[29 empty] | 0 | 0 | 0 | 0
[29 empty] | 0 | 0 | 0 | 0
[29 empty] | 0 | 0 | 0 | 0
[29 empty] | 0 | 0 | 0 | 0
[29 empty] | 0 | 0 | 0 | 0
[29 empty] | 0 | 0 | 0 | 0
[29 empty] | 0 | 0 | 0 | 0
[29 empty] | 0 | 0 | 0 | 0
[29 empty] | 0 | 0 | 0 | 0
[29 empty] | 0 | 0 | 0 | 0
[29 empty] | 0 | 0 | 0 | 0
[29 empty] | 0 | 0 | 0 | 0
[29 empty] | 0 | 0 | 0 | 0
[29 empty] | 0 | 0 | 0 | 0
[29 empty] | 0 | 0 | 0 | 0
[29 empty] | 0 | 0 | 0 | 0
[29 empty] | 0 | 0 | 0 | 0
[29 empty] | 0 | 0 | 0 | 0
[29 empty] | 0 | 0 | 0 | 0
[29 empty] | 0 | 0 | 0 | 0
[29 empty] | 0 | 0 | 0 | 0
[29 empty] | 0 | 0 | 0 | 0
[29 empty] | 0 | 0 | 0 | 0
[29 empty] | 0 | 0 | 0 | 0
[29 empty] | 0 | 0 | 0 | 0
[29 empty] | 0 | 0 | 0 | 0
[29 empty] | 0 | 0 | 0 | 0
[29 empty] | 0 | 0 | 0 | 0
[29 empty] | 0 | 0 | 0 | 0
[29 empty] | 0 | 0 | 0 | 0
[29 empty] | 0 | 0 | 0 | 0
[29 empty] | 0 | 0 | 0 | 0
[29 empty] | 0 | 0 | 0 | 0
[29 empty] | 0 | 0 | 0 | 0
[29 empty] | 0 | 0 | 0 | 0
[29 empty] | 0 | 0 | 0 | 0
[29 empty] | 0 | 0 | 0 | 0
[29 empty] | 0 | 0 | 0 | 0
[29 empty] | 0 | 0 | 0 | 0
[29 empty] | 0 | 0 | 0 | 0
[29 empty] | 0 | 0 | 0 | 0
[29 empty] | 0 | 0 | 0 | 0
[29 empty] | 0 | 0 | 0 | 0
[29 empty] | 0 | 0 | 0 | 0
[29 empty] | 0 | 0 | 0 | 0
[29 empty] | 0 | 0 | 0 | 0
[29 empty] | 0 | 0 | 0 | 0
[29 empty] | 0 | 0 | 0 | 0
[29 empty] | 0 | 0 | 0 | 0
[29 empty] | 0 | 0 | 0 | 0
[29 empty] | 0 | 0 | 0 | 0
[29 empty] | 0 | 0 | 0 | 0
[29 empty] | 0 | 0 | 0 | 0
[29 empty] | 0 | 0 | 0 | 0
[29 empty] | 0 | 0 | 0 | 0
[29 empty] | 0 | 0 | 0 | 0
[29 empty] | 0 | 0 | 0 | 0
[29 empty] | 0 | 0 | 0 | 0
[29 empty] | 0 | 0 | 0 | 0
[29 empty] | 0 | 0 | 0 | 0
[29 empty] | 0 | 0 | 0 | 0
[29 empty] | 0 | 0 | 0 | 0
[29 empty] | 0 | 0 | 0 | 0
[29 empty] | 0 | 0 | 0 | 0
[29 empty] | 0 | 0 | 0 | 0
[29 empty] | 0 | 0 | 0 | 0
[29 empty] | 0 | 0 | 0 | 0
[29 empty] | 0 | 0 | 0 | 0
[29 empty] | 0 | 0 | 0 | 0
[29 empty] | 0 | 0 | 0 | 0
[29 empty] | 0 | 0 | 0 | 0
[29 empty] | 0 | 0 | 0 | 0
[29 empty] | 0 | 0 | 0 | 0
[29 empty] | 0 | 0 | 0 | 0
[29 empty] | 0 | 0 | 0 | 0
[29 empty] | 0 | 0 | 0 | 0
[29 empty] | 0 | 0 | 0 | 0
[29 empty] | 0 | 0 | 0 | 0
[29 empty] | 0 | 0 | 0 | 0
[29 empty] | 0 | 0 | 0 | 0
[29 empty] | 0 | 0 | 0 | 0
[29 empty] | 0 | 0 | 0 | 0
[29 empty] | 0 | 0 | 0 | 0
[29 empty] | 0 | 0 | 0 | 0
[29 empty] | 0 | 0 | 0 | 0
[29 empty] | 0 | 0 | 0 | 0
[29 empty] | 0 | 0 | 0 | 0
[29 empty] | 0 | 0 | 0 | 0
[29 empty] | 0 | 0 | 0 | 0
[29 empty] | 0 | 0 | 0 | 0
[29 empty] | 0 | 0 | 0 | 0
[29 empty] | 0 | 0 | 0 | 0
[29 empty] | 0 | 0 | 0 | 0
[29 empty] | 0 | 0 | 0 | 0
[29 empty] | 0 | 0 | 0 | 0
[29 empty] | 0 | 0 | 0 | 0
[29 empty] | 0 | 0 | 0 | 0
[29 empty] | 0 | 0 | 0 | 0
[29 empty] | 0 | 0 | 0 | 0
[29 empty] | 0 | 0 | 0 | 0
[29 empty] | 0 | 0 | 0 | 0
[29 empty] | 0 | 0 | 0 | 0
[29 empty] | 0 | 0 | 0 | 0
[29 empty] | 0 | 0 | 0 | 0
[29 empty] | 0 | 0 | 0 | 0
[29 empty] | 0 | 0 | 0 | 0
[29 empty] | 0 | 0 | 0 | 0
[29 empty] | 0 | 0 | 0 | 0
[29 empty] | 0 | 0 | 0 | 0
[29 empty] | 0 | 0 | 0 | 0
[29 empty] | 0 | 0 | 0 | 0
[29 empty] | 0 | 0 | 0 | 0
[29 empty] | 0 | 0 | 0 | 0
[29 empty] | 0 | 0 | 0 | 0
[29 empty] | 0 | 0 | 0 | 0
[29 empty] | 0 | 0 | 0 | 0
[29 empty] | 0 | 0 | 0 | 0
[29 empty] | 0 | 0 | 0 | 0
[29 empty] | 0 | 0 | 0 | 0
[29 empty] | 0 | 0 | 0 | 0
[29 empty] | 0 | 0 | 0 | 0
[29 empty] | 0 | 0 | 0 | 0
[29 empty] | 0 | 0 | 0 | 0
[29 empty] | 0 | 0 | 0 | 0
[29 empty] | 0 | 0 | 0 | 0
[29 empty] | 0 | 0 | 0 | 0
[29 empty] | 0 | 0 | 0 | 0
[29 empty] | 0 | 0 | 0 | 0
[29 empty] | 0 | 0 | 0 | 0
[29 empty] | 0 | 0 | 0 | 0
[29 empty] | 0 | 0 | 0 | 0
[29 empty] | 0 | 0 | 0 | 0
[29 empty] | 0 | 0 | 0 | 0
[29 empty] | 0 | 0 | 0 | 0
[29 empty] | 0 | 0 | 0 | 0
[29 empty] | 0 | 0 | 0 | 0
[29 empty] | 0 | 0 | 0 | 0
[29 empty] | 0 | 0 | 0 | 0
[29 empty] | 0 | 0 | 0 | 0
[29 empty] | 0 | 0 | 0 | 0
[29 empty] | 0 | 0 | 0 | 0
[29 empty] | 0 | 0 | 0 | 0
[29 empty] | 0 | 0 | 0 | 0
[29 empty] | 0 | 0 | 0 | 0
[29 empty] | 0 | 0 | 0 | 0
[29 empty] | 0 | 0 | 0 | 0
[29 empty] | 0 | 0 | 0 | 0
[29 empty] | 0 | 0 | 0 | 0
[29 empty] | 0 | 0 | 0 | 0
[29 empty] | 0 | 0 | 0 | 0
[29 empty] | 0 | 0 | 0 | 0
[29 empty] | 0 | 0 | 0 | 0
[29 empty] | 0 | 0 | 0 | 0
[29 empty] | 0 | 0 | 0 | 0
[29 empty] | 0 | 0 | 0 | 0
[29 empty] | 0 | 0 | 0 | 0
[29 empty] | 0 | 0 | 0 | 0
[29 empty] | 0 | 0 | 0 | 0
[29 empty] | 0 | 0 | 0 | 0
[29 empty] | 0 | 0 | 0 | 0
[29 empty] | 0 | 0 | 0 | 0
[29 empty] | 0 | 0 | 0 | 0
[29 empty] | 0 | 0 | 0 | 0
[29 empty] | 0 | 0 | 0 | 0
[29 empty] | 0 | 0 | 0 | 0
[29 empty] | 0 | 0 | 0 | 0
[29 empty] | 0 | 0 | 0 | 0
[29 empty] | 0 | 0 | 0 | 0
[29 empty] | 0 | 0 | 0 | 0
[29 empty] | 0 | 0 | 0 | 0
[29 empty] | 0 | 0 | 0 | 0
[29 empty] | 0 | 0 | 0 | 0
[29 empty] | 0 | 0 | 0 | 0
[29 empty] | 0 | 0 | 0 | 0
[29 empty] | 0 | 0 | 0 | 0
[29 empty] | 0 | 0 | 0 | 0
[29 empty] | 0 | 0 | 0 | 0
[29 empty] | 0 | 0 | 0 | 0
[29 empty] | 0 | 0 | 0 | 0
[29 empty] | 0 | 0 | 0 | 0
[29 empty] | 0 | 0 | 0 | 0
[29 empty] | 0 | 0 | 0 | 0
[29 empty] | 0 | 0 | 0 | 0
[29 empty] | 0 | 0 | 0 | 0
[29 empty] | 0 | 0 | 0 | 0
[29 empty] | 0 | 0 | 0 | 0
[29 empty] | 0 | 0 | 0 | 0
[29 empty] | 0 | 0 | 0 | 0
[29 empty] | 0 | 0 | 0 | 0
[29 empty] | 0 | 0 | 0 | 0
[29 empty] | 0 | 0 | 0 | 0
[29 empty] | 0 | 0 | 0 | 0
[29 empty] | 0 | 0 | 0 | 0
[29 empty] | 0 | 0 | 0 | 0
[29 empty] | 0 | 0 | 0 | 0
[29 empty] | 0 | 0 | 0 | 0
[29 empty] | 0 | 0 | 0 | 0
[29 empty] | 0 | 0 | 0 | 0
[29 empty] | 0 | 0 | 0 | 0
[29 empty] | 0 | 0 | 0 | 0
[29 empty] | 0 | 0 | 0 | 0
[29 empty] | 0 | 0 | 0 | 0
[29 empty] | 0 | 0 | 0 | 0
[29 empty] | 0 | 0 | 0 | 0
[29 empty] | 0 | 0 | 0 | 0
[29 empty] | 0 | 0 | 0 | 0
[29 empty] | 0 | 0 | 0 | 0
[29 empty] | 0 | 0 | 0 | 0
[29 empty] | 0 | 0 | 0 | 0
[29 empty] | 0 | 0 | 0 | 0
[29 empty] | 0 | 0 | 0 | 0
[29 empty] | 0 | 0 | 0 | 0
[29 empty] | 0 | 0 | 0 | 0
[29 empty] | 0 | 0 | 0 | 0
[29 empty] | 0 | 0 | 0 | 0
[29 empty] | 0 | 0 | 0 | 0
[29 empty] | 0 | 0 | 0 | 0
[29 empty] | 0 | 0 | 0 | 0
[29 empty] | 0 | 0 | 0 | 0
[29 empty] | 0 | 0 | 0 | 0
[29 empty] | 0 | 0 | 0 | 0
[29 empty] | 0 | 0 | 0 | 0
[29 empty] | 0 | 0 | 0 | 0
[29 empty] | 0 | 0 | 0 | 0
[29 empty] | 0 | 0 | 0 | 0
[29 empty] | 0 | 0 | 0 | 0
[29 empty] | 0 | 0 | 0 | 0
[29 empty] | 0 | 0 | 0 | 0
[29 empty] | 0 | 0 | 0 | 0
[29 empty] | 0 | 0 | 0 | 0
[29 empty] | 0 | 0 | 0 | 0
[29 empty] | 0 | 0 | 0 | 0
[29 empty] | 0 | 0 | 0 | 0
[29 empty] | 0 | 0 | 0 | 0
[29 empty] | 0 | 0 | 0 | 0
[29 empty] | 0 | 0 | 0 | 0
[29 empty] | 0 | 0 | 0 | 0
[29 empty] | 0 | 0 | 0 | 0
[29 empty] | 0 | 0 | 0 | 0
[29 empty] | 0 | 0 | 0 | 0
[29 empty] | 0 | 0 | 0 | 0
[29 empty] | 0 | 0 | 0 | 0
[29 empty] | 0 | 0 | 0 | 0
[29 empty] | 0 | 0 | 0 | 0
[29 empty] | 0 | 0 | 0 | 0
[29 empty] | 0 | 0 | 0 | 0
[29 empty] | 0 | 0 | 0 | 0
[29 empty] | 0 | 0 | 0 | 0
[29 empty] | 0 | 0 | 0 | 0
[29 empty] | 0 | 0 | 0 | 0
[29 empty] | 0 | 0 | 0 | 0
[29 empty] | 0 | 0 | 0 | 0
[29 empty] | 0 | 0 | 0 | 0
[29 empty] | 0 | 0 | 0 | 0
[29 empty] | 0 | 0 | 0 | 0
[29 empty] | 0 | 0 | 0 | 0
[29 empty] | 0 | 0 | 0 | 0
[29 empty] | 0 | 0 | 0 | 0
[29 empty] | 0 | 0 | 0 | 0
[29 empty] | 0 | 0 | 0 | 0
[29 empty] | 0 | 0 | 0 | 0
[29 empty] | 0 | 0 | 0 | 0
[29 empty] | 0 | 0 | 0 | 0
[29 empty] | 0 | 0 | 0 | 0
[29 empty] | 0 | 0 | 0 | 0
[29 empty] | 0 | 0 | 0 | 0
[29 empty] | 0 | 0 | 0 | 0
[29 empty] | 0 | 0 | 0 | 0
[29 empty] | 0 | 0 | 0 | 0
[29 empty] | 0 | 0 | 0 | 0
[29 empty] | 0 | 0 | 0 | 0
[29 empty] | 0 | 0 | 0 | 0
[29 empty] | 0 | 0 | 0 | 0
[29 empty] | 0 | 0 | 0 | 0
[29 empty] | 0 | 0 | 0 | 0
[29 empty] | 0 | 0 | 0 | 0
[29 empty] | 0 | 0 | 0 | 0
[29 empty] | 0 | 0 | 0 | 0
[29 empty] | 0 | 0 | 0 | 0
[29 empty] | 0 | 0 | 0 | 0
[29 empty] | 0 | 0 | 0 | 0
[29 empty] | 0 | 0 | 0 | 0
[29 empty] | 0 | 0 | 0 | 0
[29 empty] | 0 | 0 | 0 | 0
[29 empty] | 0 | 0 | 0 | 0
[29 empty] | 0 | 0 | 0 | 0
[29 empty] | 0 | 0 | 0 | 0
[29 empty] | 0 | 0 | 0 | 0
[29 empty] | 0 | 0 | 0 | 0
[29 empty] | 0 | 0 | 0 | 0
[29 empty] | 0 | 0 | 0 | 0
[29 empty] | 0 | 0 | 0 | 0
[29 empty] | 0 | 0 | 0 | 0
[29 empty] | 0 | 0 | 0 | 0
[29 empty] | 0 | 0 | 0 | 0
[29 empty] | 0 | 0 | 0 | 0
[29 empty] | 0 | 0 | 0 | 0
[29 empty] | 0 | 0 | 0 | 0
[29 empty] | 0 | 0 | 0 | 0
[29 empty] | 0 | 0 | 0 | 0
[29 empty] | 0 | 0 | 0 | 0
[29 empty] | 0 | 0 | 0 | 0
[29 empty] | 0 | 0 | 0 | 0
[29 empty] | 0 | 0 | 0 | 0
[29 empty] | 0 | 0 | 0 | 0
[29 empty] | 0 | 0 | 0 | 0
[29 empty] | 0 | 0 | 0 | 0
[29 empty] | 0 | 0 | 0 | 0
[29 empty] | 0 | 0 | 0 | 0
[29 empty] | 0 | 0 | 0 | 0
[29 empty] | 0 | 0 | 0 | 0
[29 empty] | 0 | 0 | 0 | 0
[29 empty] | 0 | 0 | 0 | 0
[29 empty] | 0 | 0 | 0 | 0
[29 empty] | 0 | 0 | 0 | 0
[29 empty] | 0 | 0 | 0 | 0
[29 empty] | 0 | 0 | 0 | 0
[29 empty] | 0 | 0 | 0 | 0
[29 empty] | 0 | 0 | 0 | 0
[29 empty] | 0 | 0 | 0 | 0
[29 empty] | 0 | 0 | 0 | 0
[29 empty] | 0 | 0 | 0 | 0
[29 empty] | 0 | 0 | 0 | 0
[29 empty] | 0 | 0 | 0 | 0
[29 empty] | 0 | 0 | 0 | 0
[29 empty] | 0 | 0 | 0 | 0
[29 empty] | 0 | 0 | 0 | 0
[29 empty] | 0 | 0 | 0 | 0
[29 empty] | 0 | 0 | 0 | 0
[29 empty] | 0 | 0 | 0 | 0
[29 empty] | 0 | 0 | 0 | 0
[29 empty] | 0 | 0 | 0 | 0
[29 empty] | 0 | 0 | 0 | 0
[29 empty] | 0 | 0 | 0 | 0
[29 empty] | 0 | 0 | 0 | 0
[29 empty] | 0 | 0 | 0 | 0
[29 empty] | 0 | 0 | 0 | 0
[29 empty] | 0 | 0 | 0 | 0
[29 empty] | 0 | 0 | 0 | 0
[29 empty] | 0 | 0 | 0 | 0
[29 empty] | 0 | 0 | 0 | 0
[29 empty] | 0 | 0 | 0 | 0
[29 empty] | 0 | 0 | 0 | 0
[29 empty] | 0 | 0 | 0 | 0
[29 empty] | 0 | 0 | 0 | 0
[29 empty] | 0 | 0 | 0 | 0
[29 empty] | 0 | 0 | 0 | 0
[29 empty] | 0 | 0 | 0 | 0
[29 empty] | 0 | 0 | 0 | 0
[29 empty] | 0 | 0 | 0 | 0
[29 empty] | 0 | 0 | 0 | 0
[29 empty] | 0 | 0 | 0 | 0
[29 empty] | 0 | 0 | 0 | 0
[29 empty] | 0 | 0 | 0 | 0
[29 empty] | 0 | 0 | 0 | 0
[29 empty] | 0 | 0 | 0 | 0
[29 empty] | 0 | 0 | 0 | 0
[29 empty] | 0 | 0 | 0 | 0
[29 empty] | 0 | 0 | 0 | 0
[29 empty] | 0 | 0 | 0 | 0
[29 empty] | 0 | 0 | 0 | 0
[29 empty] | 0 | 0 | 0 | 0
[29 empty] | 0 | 0 | 0 | 0
[29 empty] | 0 | 0 | 0 | 0
[29 empty] | 0 | 0 | 0 | 0
[29 empty] | 0 | 0 | 0 | 0
[29 empty] | 0 | 0 | 0 | 0
[29 empty] | 0 | 0 | 0 | 0
[29 empty] | 0 | 0 | 0 | 0
[29 empty] | 0 | 0 | 0 | 0
[29 empty] | 0 | 0 | 0 | 0
[29 empty] | 0 | 0 | 0 | 0
[29 empty] | 0 | 0 | 0 | 0
[29 empty] | 0 | 0 | 0 | 0
[29 empty] | 0 | 0 | 0 | 0
[29 empty] | 0 | 0 | 0 | 0
[29 empty] | 0 | 0 | 0 | 0
[29 empty] | 0 | 0 | 0 | 0
[29 empty] | 0 | 0 | 0 | 0
[29 empty] | 0 | 0 | 0 | 0
[29 empty] | 0 | 0 | 0 | 0
[29 empty] | 0 | 0 | 0 | 0
[29 empty] | 0 | 0 | 0 | 0
[29 empty] | 0 | 0 | 0 | 0
[29 empty] | 0 | 0 | 0 | 0
[29 empty] | 0 | 0 | 0 | 0
[29 empty] | 0 | 0 | 0 | 0
[29 empty] | 0 | 0 | 0 | 0
[29 empty] | 0 | 0 | 0 | 0
[29 empty] | 0 | 0 | 0 | 0
[29 empty] | 0 | 0 | 0 | 0
[29 empty] | 0 | 0 | 0 | 0
[29 empty] | 0 | 0 | 0 | 0
[29 empty] | 0 | 0 | 0 | 0
[29 empty] | 0 | 0 | 0 | 0
[29 empty] | 0 | 0 | 0 | 0
[29 empty] | 0 | 0 | 0 | 0
[29 empty] | 0 | 0 | 0 | 0
[29 empty] | 0 | 0 | 0 | 0
[29 empty] | 0 | 0 | 0 | 0
[29 empty] | 0 | 0 | 0 | 0
[29 empty] | 0 | 0 | 0 | 0
[29 empty] | 0 | 0 | 0 | 0
[29 empty] | 0 | 0 | 0 | 0
[29 empty] | 0 | 0 | 0 | 0
[29 empty] | 0 | 0 | 0 | 0
[29 empty] | 0 | 0 | 0 | 0
[29 empty] | 0 | 0 | 0 | 0
[29 empty] | 0 | 0 | 0 | 0
[29 empty] | 0 | 0 | 0 | 0
[29 empty] | 0 | 0 | 0 | 0
[29 empty] | 0 | 0 | 0 | 0
[29 empty] | 0 | 0 | 0 | 0
[29 empty] | 0 | 0 | 0 | 0
[29 empty] | 0 | 0 | 0 | 0
[29 empty] | 0 | 0 | 0 | 0
[29 empty] | 0 | 0 | 0 | 0
[29 empty] | 0 | 0 | 0 | 0
[29 empty] | 0 | 0 | 0 | 0
[29 empty] | 0 | 0 | 0 | 0
[29 empty] | 0 | 0 | 0 | 0
[29 empty] | 0 | 0 | 0 | 0
[29 empty] | 0 | 0 | 0 | 0
[29 empty] | 0 | 0 | 0 | 0
[29 empty] | 0 | 0 | 0 | 0
[29 empty] | 0 | 0 | 0 | 0
[29 empty] | 0 | 0 | 0 | 0
[29 empty] | 0 | 0 | 0 | 0
[29 empty] | 0 | 0 | 0 | 0
[29 empty] | 0 | 0 | 0 | 0
[29 empty] | 0 | 0 | 0 | 0
[29 empty] | 0 | 0 | 0 | 0
[29 empty] | 0 | 0 | 0 | 0
[29 empty] | 0 | 0 | 0 | 0
[29 empty] | 0 | 0 | 0 | 0
[29 empty] | 0 | 0 | 0 | 0
[29 empty] | 0 | 0 | 0 | 0
[29 empty] | 0 | 0 | 0 | 0
[29 empty] | 0 | 0 | 0 | 0
[29 empty] | 0 | 0 | 0 | 0
[29 empty] | 0 | 0 | 0 | 0
[29 empty] | 0 | 0 | 0 | 0
[29 empty] | 0 | 0 | 0 | 0
[29 empty] | 0 | 0 | 0 | 0
[29 empty] | 0 | 0 | 0 | 0
[29 empty] | 0 | 0 | 0 | 0
[29 empty] | 0 | 0 | 0 | 0
[29 empty] | 0 | 0 | 0 | 0
[29 empty] | 0 | 0 | 0 | 0
[29 empty] | 0 | 0 | 0 | 0
[29 empty] | 0 | 0 | 0 | 0
[29 empty] | 0 | 0 | 0 | 0
[29 empty] | 0 | 0 | 0 | 0
[29 empty] | 0 | 0 | 0 | 0
[29 empty] | 0 | 0 | 0 | 0
[29 empty] | 0 | 0 | 0 | 0
[29 empty] | 0 | 0 | 0 | 0
[29 empty] | 0 | 0 | 0 | 0
[29 empty] | 0 | 0 | 0 | 0
[29 empty] | 0 | 0 | 0 | 0
[29 empty] | 0 | 0 | 0 | 0
[29 empty] | 0 | 0 | 0 | 0
[29 empty] | 0 | 0 | 0 | 0
[29 empty] | 0 | 0 | 0 | 0
[29 empty] | 0 | 0 | 0 | 0
[29 empty] | 0 | 0 | 0 | 0
[29 empty] | 0 | 0 | 0 | 0
[29 empty] | 0 | 0 | 0 | 0
[29 empty] | 0 | 0 | 0 | 0
[29 empty] | 0 | 0 | 0 | 0
[29 empty] | 0 | 0 | 0 | 0
[29 empty] | 0 | 0 | 0 | 0
[29 empty] | 0 | 0 | 0 | 0
[29 empty] | 0 | 0 | 0 | 0
[29 empty] | 0 | 0 | 0 | 0
[29 empty] | 0 | 0 | 0 | 0
[29 empty] | 0 | 0 | 0 | 0
[29 empty] | 0 | 0 | 0 | 0
[29 empty] | 0 | 0 | 0 | 0
[29 empty] | 0 | 0 | 0 | 0
[29 empty] | 0 | 0 | 0 | 0
[29 empty] | 0 | 0 | 0 | 0
[29 empty] | 0 | 0 | 0 | 0
[29 empty] | 0 | 0 | 0 | 0
[29 empty] | 0 | 0 | 0 | 0
[29 empty] | 0 | 0 | 0 | 0
[29 empty] | 0 | 0 | 0 | 0
[29 empty] | 0 | 0 | 0 | 0
[29 empty] | 0 | 0 | 0 | 0
[29 empty] | 0 | 0 | 0 | 0
[29 empty] | 0 | 0 | 0 | 0
[29 empty] | 0 | 0 | 0 | 0
[29 empty] | 0 | 0 | 0 | 0
[29 empty] | 0 | 0 | 0 | 0
[29 empty] | 0 | 0 | 0 | 0
[29 empty] | 0 | 0 | 0 | 0
[29 empty] | 0 | 0 | 0 | 0
[29 empty] | 0 | 0 | 0 | 0
[29 empty] | 0 | 0 | 0 | 0
[29 empty] | 0 | 0 | 0 | 0
[29 empty] | 0 | 0 | 0 | 0
[29 empty] | 0 | 0 | 0 | 0
[29 empty] | 0 | 0 | 0 | 0
[29 empty] | 0 | 0 | 0 | 0
[29 empty] | 0 | 0 | 0 | 0
[29 empty] | 0 | 0 | 0 | 0
[29 empty] | 0 | 0 | 0 | 0
[29 empty] | 0 | 0 | 0 | 0
[29 empty] | 0 | 0 | 0 | 0
[29 empty] | 0 | 0 | 0 | 0
[29 empty] | 0 | 0 | 0 | 0
[29 empty] | 0 | 0 | 0 | 0
[29 empty] | 0 | 0 | 0 | 0
[29 empty] | 0 | 0 | 0 | 0
[29 empty] | 0 | 0 | 0 | 0
[29 empty] | 0 | 0 | 0 | 0
[29 empty] | 0 | 0 | 0 | 0
[29 empty] | 0 | 0 | 0 | 0
[29 empty] | 0 | 0 | 0 | 0
[29 empty] | 0 | 0 | 0 | 0
[29 empty] | 0 | 0 | 0 | 0
[29 empty] | 0 | 0 | 0 | 0
[29 empty] | 0 | 0 | 0 | 0
[29 empty] | 0 | 0 | 0 | 0
[29 empty] | 0 | 0 | 0 | 0
[29 empty] | 0 | 0 | 0 | 0
[29 empty] | 0 | 0 | 0 | 0
[29 empty] | 0 | 0 | 0 | 0
[29 empty] | 0 | 0 | 0 | 0
[29 empty] | 0 | 0 | 0 | 0
[29 empty] | 0 | 0 | 0 | 0
[29 empty] | 0 | 0 | 0 | 0
[29 empty] | 0 | 0 | 0 | 0
[29 empty] | 0 | 0 | 0 | 0
[29 empty] | 0 | 0 | 0 | 0
[29 empty] | 0 | 0 | 0 | 0
[29 empty] | 0 | 0 | 0 | 0
[29 empty] | 0 | 0 | 0 | 0
[29 empty] | 0 | 0 | 0 | 0
[29 empty] | 0 | 0 | 0 | 0
[29 empty] | 0 | 0 | 0 | 0
[29 empty] | 0 | 0 | 0 | 0
[29 empty] | 0 | 0 | 0 | 0
[29 empty] | 0 | 0 | 0 | 0
[29 empty] | 0 | 0 | 0 | 0
[29 empty] | 0 | 0 | 0 | 0
[29 empty] | 0 | 0 | 0 | 0
[29 empty] | 0 | 0 | 0 | 0
[29 empty] | 0 | 0 | 0 | 0
[29 empty] | 0 | 0 | 0 | 0
[29 empty] | 0 | 0 | 0 | 0
[29 empty] | 0 | 0 | 0 | 0
[29 empty] | 0 | 0 | 0 | 0
[29 empty] | 0 | 0 | 0 | 0
[29 empty] | 0 | 0 | 0 | 0
[29 empty] | 0 | 0 | 0 | 0
[29 empty] | 0 | 0 | 0 | 0
[29 empty] | 0 | 0 | 0 | 0
[29 empty] | 0 | 0 | 0 | 0
[29 empty] | 0 | 0 | 0 | 0
[29 empty] | 0 | 0 | 0 | 0
[29 empty] | 0 | 0 | 0 | 0
[29 empty] | 0 | 0 | 0 | 0
[29 empty] | 0 | 0 | 0 | 0
[29 empty] | 0 | 0 | 0 | 0
[29 empty] | 0 | 0 | 0 | 0
[29 empty] | 0 | 0 | 0 | 0
[29 empty] | 0 | 0 | 0 | 0
[29 empty] | 0 | 0 | 0 | 0
[29 empty] | 0 | 0 | 0 | 0
[29 empty] | 0 | 0 | 0 | 0
[29 empty] | 0 | 0 | 0 | 0
[29 empty] | 0 | 0 | 0 | 0
[29 empty] | 0 | 0 | 0 | 0
[29 empty] | 0 | 0 | 0 | 0
[29 empty] | 0 | 0 | 0 | 0
[29 empty] | 0 | 0 | 0 | 0
[29 empty] | 0 | 0 | 0 | 0
[29 empty] | 0 | 0 | 0 | 0
[29 empty] | 0 | 0 | 0 | 0
[29 empty] | 0 | 0 | 0 | 0
[29 empty] | 0 | 0 | 0 | 0
[29 empty] | 0 | 0 | 0 | 0
[29 empty] | 0 | 0 | 0 | 0
[29 empty] | 0 | 0 | 0 | 0
[29 empty] | 0 | 0 | 0 | 0
[29 empty] | 0 | 0 | 0 | 0
[29 empty] | 0 | 0 | 0 | 0
[29 empty] | 0 | 0 | 0 | 0
[29 empty] | 0 | 0 | 0 | 0
[29 empty] | 0 | 0 | 0 | 0
[29 empty] | 0 | 0 | 0 | 0
[29 empty] | 0 | 0 | 0 | 0
[29 empty] | 0 | 0 | 0 | 0
[29 empty] | 0 | 0 | 0 | 0
[29 empty] | 0 | 0 | 0 | 0
[29 empty] | 0 | 0 | 0 | 0
[29 empty] | 0 | 0 | 0 | 0
[29 empty] | 0 | 0 | 0 | 0
[29 empty] | 0 | 0 | 0 | 0
[29 empty] | 0 | 0 | 0 | 0
[29 empty] | 0 | 0 | 0 | 0
[29 empty] | 0 | 0 | 0 | 0
[29 empty] | 0 | 0 | 0 | 0
[29 empty] | 0 | 0 | 0 | 0
[29 empty] | 0 | 0 | 0 | 0
[29 empty] | 0 | 0 | 0 | 0
[29 empty] | 0 | 0 | 0 | 0
[29 empty] | 0 | 0 | 0 | 0
[29 empty] | 0 | 0 | 0 | 0
[29 empty] | 0 | 0 | 0 | 0
[29 empty] | 0 | 0 | 0 | 0
[29 empty] | 0 | 0 | 0 | 0
[29 empty] | 0 | 0 | 0 | 0
[29 empty] | 0 | 0 | 0 | 0
[29 empty] | 0 | 0 | 0 | 0
[29 empty] | 0 | 0 | 0 | 0
[29 empty] | 0 | 0 | 0 | 0
[29 empty] | 0 | 0 | 0 | 0
[29 empty] | 0 | 0 | 0 | 0
[29 empty] | 0 | 0 | 0 | 0
[29 empty] | 0 | 0 | 0 | 0
[29 empty] | 0 | 0 | 0 | 0
[29 empty] | 0 | 0 | 0 | 0
[29 empty] | 0 | 0 | 0 | 0
[29 empty] | 0 | 0 | 0 | 0
[29 empty] | 0 | 0 | 0 | 0
[29 empty] | 0 | 0 | 0 | 0
[29 empty] | 0 | 0 | 0 | 0
[29 empty] | 0 | 0 | 0 | 0
[29 empty] | 0 | 0 | 0 | 0
[29 empty] | 0 | 0 | 0 | 0
[29 empty] | 0 | 0 | 0 | 0
[29 empty] | 0 | 0 | 0 | 0
[29 empty] | 0 | 0 | 0 | 0
[29 empty] | 0 | 0 | 0 | 0
[29 empty] | 0 | 0 | 0 | 0
[29 empty] | 0 | 0 | 0 | 0
[29 empty] | 0 | 0 | 0 | 0
[29 empty] | 0 | 0 | 0 | 0
[29 empty] | 0 | 0 | 0 | 0
[29 empty] | 0 | 0 | 0 | 0
[29 empty] | 0 | 0 | 0 | 0
[29 empty] | 0 | 0 | 0 | 0
[29 empty] | 0 | 0 | 0 | 0
[29 empty] | 0 | 0 | 0 | 0
[29 empty] | 0 | 0 | 0 | 0
[29 empty] | 0 | 0 | 0 | 0
[29 empty] | 0 | 0 | 0 | 0
[29 empty] | 0 | 0 | 0 | 0
[29 empty] | 0 | 0 | 0 | 0
[29 empty] | 0 | 0 | 0 | 0
[29 empty] | 0 | 0 | 0 | 0
[29 empty] | 0 | 0 | 0 | 0
[29 empty] | 0 | 0 | 0 | 0
[29 empty] | 0 | 0 | 0 | 0
[29 empty] | 0 | 0 | 0 | 0
[29 empty] | 0 | 0 | 0 | 0
[29 empty] | 0 | 0 | 0 | 0
[29 empty] | 0 | 0 | 0 | 0
[29 empty] | 0 | 0 | 0 | 0
[29 empty] | 0 | 0 | 0 | 0
[29 empty] | 0 | 0 | 0 | 0
[29 empty] | 0 | 0 | 0 | 0
[29 empty] | 0 | 0 | 0 | 0
[29 empty] | 0 | 0 | 0 | 0
[29 empty] | 0 | 0 | 0 | 0
[29 empty] | 0 | 0 | 0 | 0
[29 empty] | 0 | 0 | 0 | 0
[29 empty] | 0 | 0 | 0 | 0
[29 empty] | 0 | 0 | 0 | 0
[29 empty] | 0 | 0 | 0 | 0
[29 empty] | 0 | 0 | 0 | 0
[29 empty] | 0 | 0 | 0 | 0
[29 empty] | 0 | 0 | 0 | 0
[29 empty] | 0 | 0 | 0 | 0
[29 empty] | 0 | 0 | 0 | 0
[29 empty] | 0 | 0 | 0 | 0
[29 empty] | 0 | 0 | 0 | 0
[29 empty] | 0 | 0 | 0 | 0
[29 empty] | 0 | 0 | 0 | 0
[29 empty] | 0 | 0 | 0 | 0
[29 empty] | 0 | 0 | 0 | 0
[29 empty] | 0 | 0 | 0 | 0
[29 empty] | 0 | 0 | 0 | 0
[29 empty] | 0 | 0 | 0 | 0
[29 empty] | 0 | 0 | 0 | 0
[29 empty] | 0 | 0 | 0 | 0
[29 empty] | 0 | 0 | 0 | 0
[29 empty] | 0 | 0 | 0 | 0
[29 empty] | 0 | 0 | 0 | 0
[29 empty] | 0 | 0 | 0 | 0
[29 empty] | 0 | 0 | 0 | 0
[29 empty] | 0 | 0 | 0 | 0
[29 empty] | 0 | 0 | 0 | 0
[29 empty] | 0 | 0 | 0 | 0
[29 empty] | 0 | 0 | 0 | 0
[29 empty] | 0 | 0 | 0 | 0
[29 empty] | 0 | 0 | 0 | 0
[29 empty] | 0 | 0 | 0 | 0
[29 empty] | 0 | 0 | 0 | 0
[29 empty] | 0 | 0 | 0 | 0
[29 empty] | 0 | 0 | 0 | 0
[29 empty] | 0 | 0 | 0 | 0
[29 empty] | 0 | 0 | 0 | 0
[29 empty] | 0 | 0 | 0 | 0
[29 empty] | 0 | 0 | 0 | 0
[29 empty] | 0 | 0 | 0 | 0
[29 empty] | 0 | 0 | 0 | 0
[29 empty] | 0 | 0 | 0 | 0
[29 empty] | 0 | 0 | 0 | 0
[29 empty] | 0 | 0 | 0 | 0
[29 empty] | 0 | 0 | 0 | 0
[29 empty] | 0 | 0 | 0 | 0
[29 empty] | 0 | 0 | 0 | 0
[29 empty] | 0 | 0 | 0 | 0
[29 empty] | 0 | 0 | 0 | 0
[29 empty] | 0 | 0 | 0 | 0
[29 empty] | 0 | 0 | 0 | 0
[29 empty] | 0 | 0 | 0 | 0
[29 empty] | 0 | 0 | 0 | 0
[29 empty] | 0 | 0 | 0 | 0
[29 empty] | 0 | 0 | 0 | 0
[29 empty] | 0 | 0 | 0 | 0
[29 empty] | 0 | 0 | 0 | 0
[29 empty] | 0 | 0 | 0 | 0
[29 empty] | 0 | 0 | 0 | 0
[29 empty] | 0 | 0 | 0 | 0
[29 empty] | 0 | 0 | 0 | 0
[29 empty] | 0 | 0 | 0 | 0
[29 empty] | 0 | 0 | 0 | 0
[29 empty] | 0 | 0 | 0 | 0
[29 empty] | 0 | 0 | 0 | 0
[29 empty] | 0 | 0 | 0 | 0
[29 empty] | 0 | 0 | 0 | 0
[29 empty] | 0 | 0 | 0 | 0
[29 empty] | 0 | 0 | 0 | 0
[29 empty] | 0 | 0 | 0 | 0
[29 empty] | 0 | 0 | 0 | 0
[29 empty] | 0 | 0 | 0 | 0
[29 empty] | 0 | 0 | 0 | 0
[29 empty] | 0 | 0 | 0 | 0
[29 empty] | 0 | 0 | 0 | 0
[29 empty] | 0 | 0 | 0 | 0
[29 empty] | 0 | 0 | 0 | 0
[29 empty] | 0 | 0 | 0 | 0
[29 empty] | 0 | 0 | 0 | 0
[29 empty] | 0 | 0 | 0 | 0
[29 empty] | 0 | 0 | 0 | 0
[29 empty] | 0 | 0 | 0 | 0
[29 empty] | 0 | 0 | 0 | 0
[29 empty] | 0 | 0 | 0 | 0
[29 empty] | 0 | 0 | 0 | 0
[29 empty] | 0 | 0 | 0 | 0
[29 empty] | 0 | 0 | 0 | 0
[29 empty] | 0 | 0 | 0 | 0
[29 empty] | 0 | 0 | 0 | 0
[29 empty] | 0 | 0 | 0 | 0
[29 empty] | 0 | 0 | 0 | 0
[29 empty] | 0 | 0 | 0 | 0
[29 empty] | 0 | 0 | 0 | 0
[29 empty] | 0 | 0 | 0 | 0
[29 empty] | 0 | 0 | 0 | 0
[29 empty] | 0 | 0 | 0 | 0
[29 empty] | 0 | 0 | 0 | 0
[29 empty] | 0 | 0 | 0 | 0
[29 empty] | 0 | 0 | 0 | 0
[29 empty] | 0 | 0 | 0 | 0
[29 empty] | 0 | 0 | 0 | 0
[29 empty] | 0 | 0 | 0 | 0
[29 empty] | 0 | 0 | 0 | 0
[29 empty] | 0 | 0 | 0 | 0
[29 empty] | 0 | 0 | 0 | 0
[29 empty] | 0 | 0 | 0 | 0
[29 empty] | 0 | 0 | 0 | 0
[29 empty] | 0 | 0 | 0 | 0
[29 empty] | 0 | 0 | 0 | 0
[29 empty] | 0 | 0 | 0 | 0
[29 empty] | 0 | 0 | 0 | 0
[29 empty] | 0 | 0 | 0 | 0
[29 empty] | 0 | 0 | 0 | 0
[29 empty] | 0 | 0 | 0 | 0
[29 empty] | 0 | 0 | 0 | 0
[29 empty] | 0 | 0 | 0 | 0
[29 empty] | 0 | 0 | 0 | 0
[29 empty] | 0 | 0 | 0 | 0
[29 empty] | 0 | 0 | 0 | 0
[29 empty] | 0 | 0 | 0 | 0
[29 empty] | 0 | 0 | 0 | 0
[29 empty] | 0 | 0 | 0 | 0
[29 empty] | 0 | 0 | 0 | 0
[29 empty] | 0 | 0 | 0 | 0
[29 empty] | 0 | 0 | 0 | 0
[29 empty] | 0 | 0 | 0 | 0
[29 empty] | 0 | 0 | 0 | 0
[29 empty] | 0 | 0 | 0 | 0
[29 empty] | 0 | 0 | 0 | 0
[29 empty] | 0 | 0 | 0 | 0
[29 empty] | 0 | 0 | 0 | 0
[29 empty] | 0 | 0 | 0 | 0
[29 empty] | 0 | 0 | 0 | 0
[29 empty] | 0 | 0 | 0 | 0
[29 empty] | 0 | 0 | 0 | 0
[29 empty] | 0 | 0 | 0 | 0
[29 empty] | 0 | 0 | 0 | 0
[29 empty] | 0 | 0 | 0 | 0
[29 empty] | 0 | 0 | 0 | 0
[29 empty] | 0 | 0 | 0 | 0
[29 empty] | 0 | 0 | 0 | 0
[29 empty] | 0 | 0 | 0 | 0
[29 empty] | 0 | 0 | 0 | 0
[29 empty] | 0 | 0 | 0 | 0
[29 empty] | 0 | 0 | 0 | 0
[29 empty] | 0 | 0 | 0 | 0
[29 empty] | 0 | 0 | 0 | 0
[29 empty] | 0 | 0 | 0 | 0
[29 empty] | 0 | 0 | 0 | 0
[29 empty] | 0 | 0 | 0 | 0
[29 empty] | 0 | 0 | 0 | 0
[29 empty] | 0 | 0 | 0 | 0
[29 empty] | 0 | 0 | 0 | 0
[29 empty] | 0 | 0 | 0 | 0
[29 empty] | 0 | 0 | 0 | 0
[29 empty] | 0 | 0 | 0 | 0
[29 empty] | 0 | 0 | 0 | 0
[29 empty] | 0 | 0 | 0 | 0
[29 empty] | 0 | 0 | 0 | 0
[29 empty] | 0 | 0 | 0 | 0
[29 empty] | 0 | 0 | 0 | 0
[29 empty] | 0 | 0 | 0 | 0
[29 empty] | 0 | 0 | 0 | 0
[29 empty] | 0 | 0 | 0 | 0
[29 empty] | 0 | 0 | 0 | 0
[29 empty] | 0 | 0 | 0 | 0
[29 empty] | 0 | 0 | 0 | 0
[29 empty] | 0 | 0 | 0 | 0
[29 empty] | 0 | 0 | 0 | 0
[29 empty] | 0 | 0 | 0 | 0
[29 empty] | 0 | 0 | 0 | 0
[29 empty] | 0 | 0 | 0 | 0
[29 empty] | 0 | 0 | 0 | 0
[29 empty] | 0 | 0 | 0 | 0
[29 empty] | 0 | 0 | 0 | 0
[29 empty] | 0 | 0 | 0 | 0
[29 empty] | 0 | 0 | 0 | 0
[29 empty] | 0 | 0 | 0 | 0
[29 empty] | 0 | 0 | 0 | 0
[29 empty] | 0 | 0 | 0 | 0
[29 empty] | 0 | 0 | 0 | 0
[29 empty] | 0 | 0 | 0 | 0
[29 empty] | 0 | 0 | 0 | 0
[29 empty] | 0 | 0 | 0 | 0
[29 empty] | 0 | 0 | 0 | 0
[29 empty] | 0 | 0 | 0 | 0
[29 empty] | 0 | 0 | 0 | 0
[29 empty] | 0 | 0 | 0 | 0
[29 empty] | 0 | 0 | 0 | 0
[29 empty] | 0 | 0 | 0 | 0
[29 empty] | 0 | 0 | 0 | 0
[29 empty] | 0 | 0 | 0 | 0
[29 empty] | 0 | 0 | 0 | 0
[29 empty] | 0 | 0 | 0 | 0
[29 empty] | 0 | 0 | 0 | 0
[29 empty] | 0 | 0 | 0 | 0
[29 empty] | 0 | 0 | 0 | 0
[29 empty] | 0 | 0 | 0 | 0
[29 empty] | 0 | 0 | 0 | 0
[29 empty] | 0 | 0 | 0 | 0
[29 empty] | 0 | 0 | 0 | 0
[29 empty] | 0 | 0 | 0 | 0
[29 empty] | 0 | 0 | 0 | 0
[29 empty] | 0 | 0 | 0 | 0
[29 empty] | 0 | 0 | 0 | 0
[29 empty] | 0 | 0 | 0 | 0
[29 empty] | 0 | 0 | 0 | 0
[29 empty] | 0 | 0 | 0 | 0
[29 empty] | 0 | 0 | 0 | 0
[29 empty] | 0 | 0 | 0 | 0
[29 empty] | 0 | 0 | 0 | 0
[29 empty] | 0 | 0 | 0 | 0
[29 empty] | 0 | 0 | 0 | 0
[29 empty] | 0 | 0 | 0 | 0
[29 empty] | 0 | 0 | 0 | 0
[29 empty] | 0 | 0 | 0 | 0
[29 empty] | 0 | 0 | 0 | 0
[29 empty] | 0 | 0 | 0 | 0
[29 empty] | 0 | 0 | 0 | 0
[29 empty] | 0 | 0 | 0 | 0
[29 empty] | 0 | 0 | 0 | 0
[29 empty] | 0 | 0 | 0 | 0
[29 empty] | 0 | 0 | 0 | 0
[29 empty] | 0 | 0 | 0 | 0
[29 empty] | 0 | 0 | 0 | 0
[29 empty] | 0 | 0 | 0 | 0
[29 empty] | 0 | 0 | 0 | 0
[29 empty] | 0 | 0 | 0 | 0
[29 empty] | 0 | 0 | 0 | 0
[29 empty] | 0 | 0 | 0 | 0
[29 empty] | 0 | 0 | 0 | 0
[29 empty] | 0 | 0 | 0 | 0
[29 empty] | 0 | 0 | 0 | 0
[29 empty] | 0 | 0 | 0 | 0
[29 empty] | 0 | 0 | 0 | 0
[29 empty] | 0 | 0 | 0 | 0
[29 empty] | 0 | 0 | 0 | 0
[29 empty] | 0 | 0 | 0 | 0
[29 empty] | 0 | 0 | 0 | 0
[29 empty] | 0 | 0 | 0 | 0
[29 empty] | 0 | 0 | 0 | 0
[29 empty] | 0 | 0 | 0 | 0
[29 empty] | 0 | 0 | 0 | 0
[29 empty] | 0 | 0 | 0 | 0
[29 empty] | 0 | 0 | 0 | 0
[29 empty] | 0 | 0 | 0 | 0
[29 empty] | 0 | 0 | 0 | 0
[29 empty] | 0 | 0 | 0 | 0
[29 empty] | 0 | 0 | 0 | 0
[29 empty] | 0 | 0 | 0 | 0
[29 empty] | 0 | 0 | 0 | 0
[29 empty] | 0 | 0 | 0 | 0
[29 empty] | 0 | 0 | 0 | 0
[29 empty] | 0 | 0 | 0 | 0
[29 empty] | 0 | 0 | 0 | 0
[29 empty] | 0 | 0 | 0 | 0
[29 empty] | 0 | 0 | 0 | 0
[29 empty] | 0 | 0 | 0 | 0
[29 empty] | 0 | 0 | 0 | 0
[29 empty] | 0 | 0 | 0 | 0
[29 empty] | 0 | 0 | 0 | 0
[29 empty] | 0 | 0 | 0 | 0
[29 empty] | 0 | 0 | 0 | 0
[29 empty] | 0 | 0 | 0 | 0
[29 empty] | 0 | 0 | 0 | 0
[29 empty] | 0 | 0 | 0 | 0
[29 empty] | 0 | 0 | 0 | 0
[29 empty] | 0 | 0 | 0 | 0
[29 empty] | 0 | 0 | 0 | 0
[29 empty] | 0 | 0 | 0 | 0
[29 empty] | 0 | 0 | 0 | 0
[29 empty] | 0 | 0 | 0 | 0
[29 empty] | 0 | 0 | 0 | 0
[29 empty] | 0 | 0 | 0 | 0
[29 empty] | 0 | 0 | 0 | 0
[29 empty] | 0 | 0 | 0 | 0
[29 empty] | 0 | 0 | 0 | 0
[29 empty] | 0 | 0 | 0 | 0
[29 empty] | 0 | 0 | 0 | 0
[29 empty] | 0 | 0 | 0 | 0
[29 empty] | 0 | 0 | 0 | 0
[29 empty] | 0 | 0 | 0 | 0
[29 empty] | 0 | 0 | 0 | 0
[29 empty] | 0 | 0 | 0 | 0
[29 empty] | 0 | 0 | 0 | 0
[29 empty] | 0 | 0 | 0 | 0
[29 empty] | 0 | 0 | 0 | 0
[29 empty] | 0 | 0 | 0 | 0
[29 empty] | 0 | 0 | 0 | 0
[29 empty] | 0 | 0 | 0 | 0
[29 empty] | 0 | 0 | 0 | 0
[29 empty] | 0 | 0 | 0 | 0
[29 empty] | 0 | 0 | 0 | 0
[29 empty] | 0 | 0 | 0 | 0
[29 empty] | 0 | 0 | 0 | 0
[29 empty] | 0 | 0 | 0 | 0
[29 empty] | 0 | 0 | 0 | 0
[29 empty] | 0 | 0 | 0 | 0
[29 empty] | 0 | 0 | 0 | 0
[29 empty] | 0 | 0 | 0 | 0
[29 empty] | 0 | 0 | 0 | 0
[29 empty] | 0 | 0 | 0 | 0
[29 empty] | 0 | 0 | 0 | 0
[29 empty] | 0 | 0 | 0 | 0
[29 empty] | 0 | 0 | 0 | 0
[29 empty] | 0 | 0 | 0 | 0
[29 empty] | 0 | 0 | 0 | 0
[29 empty] | 0 | 0 | 0 | 0
[29 empty] | 0 | 0 | 0 | 0
[29 empty] | 0 | 0 | 0 | 0
[29 empty] | 0 | 0 | 0 | 0
[29 empty] | 0 | 0 | 0 | 0
[29 empty] | 0 | 0 | 0 | 0
[29 empty] | 0 | 0 | 0 | 0
[29 empty] | 0 | 0 | 0 | 0
[29 empty] | 0 | 0 | 0 | 0
[29 empty] | 0 | 0 | 0 | 0
[29 empty] | 0 | 0 | 0 | 0
[29 empty] | 0 | 0 | 0 | 0
[29 empty] | 0 | 0 | 0 | 0
[29 empty] | 0 | 0 | 0 | 0
[29 empty] | 0 | 0 | 0 | 0
[29 empty] | 0 | 0 | 0 | 0
[29 empty] | 0 | 0 | 0 | 0
[29 empty] | 0 | 0 | 0 | 0
[29 empty] | 0 | 0 | 0 | 0
[29 empty] | 0 | 0 | 0 | 0
[29 empty] | 0 | 0 | 0 | 0
[29 empty] | 0 | 0 | 0 | 0
[29 empty] | 0 | 0 | 0 | 0
[29 empty] | 0 | 0 | 0 | 0
[29 empty] | 0 | 0 | 0 | 0
[29 empty] | 0 | 0 | 0 | 0
[29 empty] | 0 | 0 | 0 | 0
[29 empty] | 0 | 0 | 0 | 0
[29 empty] | 0 | 0 | 0 | 0
[29 empty] | 0 | 0 | 0 | 0
[29 empty] | 0 | 0 | 0 | 0
[29 empty] | 0 | 0 | 0 | 0
[29 empty] | 0 | 0 | 0 | 0
[29 empty] | 0 | 0 | 0 | 0
[29 empty] | 0 | 0 | 0 | 0
[29 empty] | 0 | 0 | 0 | 0
[29 empty] | 0 | 0 | 0 | 0
[29 empty] | 0 | 0 | 0 | 0
[29 empty] | 0 | 0 | 0 | 0
[29 empty] | 0 | 0 | 0 | 0
[29 empty] | 0 | 0 | 0 | 0
[29 empty] | 0 | 0 | 0 | 0
[29 empty] | 0 | 0 | 0 | 0
[29 empty] | 0 | 0 | 0 | 0
[29 empty] | 0 | 0 | 0 | 0
[29 empty] | 0 | 0 | 0 | 0
[29 empty] | 0 | 0 | 0 | 0
[29 empty] | 0 | 0 | 0 | 0
[29 empty] | 0 | 0 | 0 | 0
[29 empty] | 0 | 0 | 0 | 0
[29 empty] | 0 | 0 | 0 | 0
[29 empty] | 0 | 0 | 0 | 0
[29 empty] | 0 | 0 | 0 | 0
[29 empty] | 0 | 0 | 0 | 0
[29 empty] | 0 | 0 | 0 | 0
[29 empty] | 0 | 0 | 0 | 0
[29 empty] | 0 | 0 | 0 | 0
[29 empty] | 0 | 0 | 0 | 0
[29 empty] | 0 | 0 | 0 | 0
[29 empty] | 0 | 0 | 0 | 0
[29 empty] | 0 | 0 | 0 | 0
[29 empty] | 0 | 0 | 0 | 0
[29 empty] | 0 | 0 | 0 | 0
[29 empty] | 0 | 0 | 0 | 0
[29 empty] | 0 | 0 | 0 | 0
[29 empty] | 0 | 0 | 0 | 0
[29 empty] | 0 | 0 | 0 | 0
[29 empty] | 0 | 0 | 0 | 0
[29 empty] | 0 | 0 | 0 | 0
[29 empty] | 0 | 0 | 0 | 0
[29 empty] | 0 | 0 | 0 | 0
[29 empty] | 0 | 0 | 0 | 0
[29 empty] | 0 | 0 | 0 | 0
[29 empty] | 0 | 0 | 0 | 0
[29 empty] | 0 | 0 | 0 | 0
[29 empty] | 0 | 0 | 0 | 0
[29 empty] | 0 | 0 | 0 | 0
[29 empty] | 0 | 0 | 0 | 0
[29 empty] | 0 | 0 | 0 | 0
[29 empty] | 0 | 0 | 0 | 0
[29 empty] | 0 | 0 | 0 | 0
[29 empty] | 0 | 0 | 0 | 0
[29 empty] | 0 | 0 | 0 | 0
[29 empty] | 0 | 0 | 0 | 0
[29 empty] | 0 | 0 | 0 | 0
[29 empty] | 0 | 0 | 0 | 0
[29 empty] | 0 | 0 | 0 | 0
[29 empty] | 0 | 0 | 0 | 0
[29 empty] | 0 | 0 | 0 | 0
[29 empty] | 0 | 0 | 0 | 0
[29 empty] | 0 | 0 | 0 | 0
[29 empty] | 0 | 0 | 0 | 0
[29 empty] | 0 | 0 | 0 | 0
[29 empty] | 0 | 0 | 0 | 0
[29 empty] | 0 | 0 | 0 | 0
[29 empty] | 0 | 0 | 0 | 0
[29 empty] | 0 | 0 | 0 | 0
[29 empty] | 0 | 0 | 0 | 0
[29 empty] | 0 | 0 | 0 | 0
[29 empty] | 0 | 0 | 0 | 0
[29 empty] | 0 | 0 | 0 | 0
[29 empty] | 0 | 0 | 0 | 0
[29 empty] | 0 | 0 | 0 | 0
[29 empty] | 0 | 0 | 0 | 0
[29 empty] | 0 | 0 | 0 | 0
[29 empty] | 0 | 0 | 0 | 0
[29 empty] | 0 | 0 | 0 | 0
[29 empty] | 0 | 0 | 0 | 0
[29 empty] | 0 | 0 | 0 | 0
[29 empty] | 0 | 0 | 0 | 0
[29 empty] | 0 | 0 | 0 | 0
[29 empty] | 0 | 0 | 0 | 0
[29 empty] | 0 | 0 | 0 | 0
[29 empty] | 0 | 0 | 0 | 0
[29 empty] | 0 | 0 | 0 | 0
[29 empty] | 0 | 0 | 0 | 0
[29 empty] | 0 | 0 | 0 | 0
[29 empty] | 0 | 0 | 0 | 0
[29 empty] | 0 | 0 | 0 | 0
[29 empty] | 0 | 0 | 0 | 0
[29 empty] | 0 | 0 | 0 | 0
[29 empty] | 0 | 0 | 0 | 0
[29 empty] | 0 | 0 | 0 | 0
[29 empty] | 0 | 0 | 0 | 0
[29 empty] | 0 | 0 | 0 | 0
[29 empty] | 0 | 0 | 0 | 0
[29 empty] | 0 | 0 | 0 | 0
[29 empty] | 0 | 0 | 0 | 0
[29 empty] | 0 | 0 | 0 | 0
[29 empty] | 0 | 0 | 0 | 0
[29 empty] | 0 | 0 | 0 | 0
[29 empty] | 0 | 0 | 0 | 0
[29 empty] | 0 | 0 | 0 | 0
[29 empty] | 0 | 0 | 0 | 0
[29 empty] | 0 | 0 | 0 | 0
[29 empty] | 0 | 0 | 0 | 0
[29 empty] | 0 | 0 | 0 | 0
[29 empty] | 0 | 0 | 0 | 0
[29 empty] | 0 | 0 | 0 | 0
[29 empty] | 0 | 0 | 0 | 0
[29 empty] | 0 | 0 | 0 | 0
[29 empty] | 0 | 0 | 0 | 0
[29 empty] | 0 | 0 | 0 | 0
[29 empty] | 0 | 0 | 0 | 0
[29 empty] | 0 | 0 | 0 | 0
[29 empty] | 0 | 0 | 0 | 0
[29 empty] | 0 | 0 | 0 | 0
[29 empty] | 0 | 0 | 0 | 0
[29 empty] | 0 | 0 | 0 | 0
[29 empty] | 0 | 0 | 0 | 0
[29 empty] | 0 | 0 | 0 | 0
[29 empty] | 0 | 0 | 0 | 0
[29 empty] | 0 | 0 | 0 | 0
[29 empty] | 0 | 0 | 0 | 0
[29 empty] | 0 | 0 | 0 | 0
[29 empty] | 0 | 0 | 0 | 0
[29 empty] | 0 | 0 | 0 | 0
[29 empty] | 0 | 0 | 0 | 0
[29 empty] | 0 | 0 | 0 | 0
[29 empty] | 0 | 0 | 0 | 0
[29 empty] | 0 | 0 | 0 | 0
[29 empty] | 0 | 0 | 0 | 0
[29 empty] | 0 | 0 | 0 | 0
[29 empty] | 0 | 0 | 0 | 0
[29 empty] | 0 | 0 | 0 | 0
[29 empty] | 0 | 0 | 0 | 0
[29 empty] | 0 | 0 | 0 | 0
[29 empty] | 0 | 0 | 0 | 0
[29 empty] | 0 | 0 | 0 | 0
[29 empty] | 0 | 0 | 0 | 0
[29 empty] | 0 | 0 | 0 | 0
[29 empty] | 0 | 0 | 0 | 0
[29 empty] | 0 | 0 | 0 | 0
[29 empty] | 0 | 0 | 0 | 0
[29 empty] | 0 | 0 | 0 | 0
[29 empty] | 0 | 0 | 0 | 0
[29 empty] | 0 | 0 | 0 | 0
[29 empty] | 0 | 0 | 0 | 0
[29 empty] | 0 | 0 | 0 | 0
[29 empty] | 0 | 0 | 0 | 0
[29 empty] | 0 | 0 | 0 | 0
[29 empty] | 0 | 0 | 0 | 0
[29 empty] | 0 | 0 | 0 | 0
[29 empty] | 0 | 0 | 0 | 0
[29 empty] | 0 | 0 | 0 | 0
[29 empty] | 0 | 0 | 0 | 0
[29 empty] | 0 | 0 | 0 | 0
[29 empty] | 0 | 0 | 0 | 0
[29 empty] | 0 | 0 | 0 | 0
[29 empty] | 0 | 0 | 0 | 0
[29 empty] | 0 | 0 | 0 | 0
[29 empty] | 0 | 0 | 0 | 0
[29 empty] | 0 | 0 | 0 | 0
[29 empty] | 0 | 0 | 0 | 0
[29 empty] | 0 | 0 | 0 | 0
[29 empty] | 0 | 0 | 0 | 0
[29 empty] | 0 | 0 | 0 | 0
[29 empty] | 0 | 0 | 0 | 0
[29 empty] | 0 | 0 | 0 | 0
[29 empty] | 0 | 0 | 0 | 0
[29 empty] | 0 | 0 | 0 | 0
[29 empty] | 0 | 0 | 0 | 0
[29 empty] | 0 | 0 | 0 | 0
[29 empty] | 0 | 0 | 0 | 0
[29 empty] | 0 | 0 | 0 | 0
[29 empty] | 0 | 0 | 0 | 0
[29 empty] | 0 | 0 | 0 | 0
[29 empty] | 0 | 0 | 0 | 0
[29 empty] | 0 | 0 | 0 | 0
[29 empty] | 0 | 0 | 0 | 0
[29 empty] | 0 | 0 | 0 | 0
[29 empty] | 0 | 0 | 0 | 0
[29 empty] | 0 | 0 | 0 | 0
[29 empty] | 0 | 0 | 0 | 0
[29 empty] | 0 | 0 | 0 | 0
[29 empty] | 0 | 0 | 0 | 0
[29 empty] | 0 | 0 | 0 | 0
[29 empty] | 0 | 0 | 0 | 0
[29 empty] | 0 | 0 | 0 | 0
[29 empty] | 0 | 0 | 0 | 0
[29 empty] | 0 | 0 | 0 | 0
[29 empty] | 0 | 0 | 0 | 0
[29 empty] | 0 | 0 | 0 | 0
[29 empty] | 0 | 0 | 0 | 0
[29 empty] | 0 | 0 | 0 | 0
[29 empty] | 0 | 0 | 0 | 0
[29 empty] | 0 | 0 | 0 | 0
[29 empty] | 0 | 0 | 0 | 0
[29 empty] | 0 | 0 | 0 | 0
[29 empty] | 0 | 0 | 0 | 0
[29 empty] | 0 | 0 | 0 | 0
[29 empty] | 0 | 0 | 0 | 0
[29 empty] | 0 | 0 | 0 | 0
[29 empty] | 0 | 0 | 0 | 0
[29 empty] | 0 | 0 | 0 | 0
[29 empty] | 0 | 0 | 0 | 0
[29 empty] | 0 | 0 | 0 | 0
[29 empty] | 0 | 0 | 0 | 0
[29 empty] | 0 | 0 | 0 | 0
[29 empty] | 0 | 0 | 0 | 0
[29 empty] | 0 | 0 | 0 | 0
[29 empty] | 0 | 0 | 0 | 0
[29 empty] | 0 | 0 | 0 | 0
[29 empty] | 0 | 0 | 0 | 0
[29 empty] | 0 | 0 | 0 | 0
[29 empty] | 0 | 0 | 0 | 0
[29 empty] | 0 | 0 | 0 | 0
[29 empty] | 0 | 0 | 0 | 0
[29 empty] | 0 | 0 | 0 | 0
[29 empty] | 0 | 0 | 0 | 0
[29 empty] | 0 | 0 | 0 | 0
[29 empty] | 0 | 0 | 0 | 0
[29 empty] | 0 | 0 | 0 | 0
[29 empty] | 0 | 0 | 0 | 0
[29 empty] | 0 | 0 | 0 | 0
[29 empty] | 0 | 0 | 0 | 0
[29 empty] | 0 | 0 | 0 | 0
[29 empty] | 0 | 0 | 0 | 0
[29 empty] | 0 | 0 | 0 | 0
[29 empty] | 0 | 0 | 0 | 0
[29 empty] | 0 | 0 | 0 | 0
[29 empty] | 0 | 0 | 0 | 0
[29 empty] | 0 | 0 | 0 | 0
[29 empty] | 0 | 0 | 0 | 0
[29 empty] | 0 | 0 | 0 | 0
[29 empty] | 0 | 0 | 0 | 0
[29 empty] | 0 | 0 | 0 | 0
[29 empty] | 0 | 0 | 0 | 0
[29 empty] | 0 | 0 | 0 | 0
[29 empty] | 0 | 0 | 0 | 0
[29 empty] | 0 | 0 | 0 | 0
[29 empty] | 0 | 0 | 0 | 0
[29 empty] | 0 | 0 | 0 | 0
[29 empty] | 0 | 0 | 0 | 0
[29 empty] | 0 | 0 | 0 | 0
[29 empty] | 0 | 0 | 0 | 0
[29 empty] | 0 | 0 | 0 | 0
[29 empty] | 0 | 0 | 0 | 0
[29 empty] | 0 | 0 | 0 | 0
[29 empty] | 0 | 0 | 0 | 0
[29 empty] | 0 | 0 | 0 | 0
[29 empty] | 0 | 0 | 0 | 0
[29 empty] | 0 | 0 | 0 | 0
[29 empty] | 0 | 0 | 0 | 0
[29 empty] | 0 | 0 | 0 | 0
[29 empty] | 0 | 0 | 0 | 0
[29 empty] | 0 | 0 | 0 | 0
[29 empty] | 0 | 0 | 0 | 0
[29 empty] | 0 | 0 | 0 | 0
[29 empty] | 0 | 0 | 0 | 0
[29 empty] | 0 | 0 | 0 | 0
[29 empty] | 0 | 0 | 0 | 0
[29 empty] | 0 | 0 | 0 | 0
[29 empty] | 0 | 0 | 0 | 0
[29 empty] | 0 | 0 | 0 | 0
[29 empty] | 0 | 0 | 0 | 0
[29 empty] | 0 | 0 | 0 | 0
[29 empty] | 0 | 0 | 0 | 0
[29 empty] | 0 | 0 | 0 | 0
[29 empty] | 0 | 0 | 0 | 0
[29 empty] | 0 | 0 | 0 | 0
[29 empty] | 0 | 0 | 0 | 0
[29 empty] | 0 | 0 | 0 | 0
[29 empty] | 0 | 0 | 0 | 0
[29 empty] | 0 | 0 | 0 | 0
[29 empty] | 0 | 0 | 0 | 0
[29 empty] | 0 | 0 | 0 | 0
[29 empty] | 0 | 0 | 0 | 0
[29 empty] | 0 | 0 | 0 | 0
[29 empty] | 0 | 0 | 0 | 0
[29 empty] | 0 | 0 | 0 | 0
[29 empty] | 0 | 0 | 0 | 0
[29 empty] | 0 | 0 | 0 | 0
[29 empty] | 0 | 0 | 0 | 0
[29 empty] | 0 | 0 | 0 | 0
[29 empty] | 0 | 0 | 0 | 0
[29 empty] | 0 | 0 | 0 | 0
[29 empty] | 0 | 0 | 0 | 0
[29 empty] | 0 | 0 | 0 | 0
[29 empty] | 0 | 0 | 0 | 0
[29 empty] | 0 | 0 | 0 | 0
[29 empty] | 0 | 0 | 0 | 0
[29 empty] | 0 | 0 | 0 | 0
[29 empty] | 0 | 0 | 0 | 0
[29 empty] | 0 | 0 | 0 | 0
[29 empty] | 0 | 0 | 0 | 0
[29 empty] | 0 | 0 | 0 | 0
[29 empty] | 0 | 0 | 0 | 0
[29 empty] | 0 | 0 | 0 | 0
[29 empty] | 0 | 0 | 0 | 0
[29 empty] | 0 | 0 | 0 | 0
[29 empty] | 0 | 0 | 0 | 0
[29 empty] | 0 | 0 | 0 | 0
[29 empty] | 0 | 0 | 0 | 0
[29 empty] | 0 | 0 | 0 | 0
[29 empty] | 0 | 0 | 0 | 0
[29 empty] | 0 | 0 | 0 | 0
[29 empty] | 0 | 0 | 0 | 0
[29 empty] | 0 | 0 | 0 | 0
[29 empty] | 0 | 0 | 0 | 0
[29 empty] | 0 | 0 | 0 | 0
[29 empty] | 0 | 0 | 0 | 0
[29 empty] | 0 | 0 | 0 | 0
[29 empty] | 0 | 0 | 0 | 0
[29 empty] | 0 | 0 | 0 | 0
[29 empty] | 0 | 0 | 0 | 0
[29 empty] | 0 | 0 | 0 | 0
[29 empty] | 0 | 0 | 0 | 0
[29 empty] | 0 | 0 | 0 | 0
[29 empty] | 0 | 0 | 0 | 0
[29 empty] | 0 | 0 | 0 | 0
[29 empty] | 0 | 0 | 0 | 0
[29 empty] | 0 | 0 | 0 | 0
[29 empty] | 0 | 0 | 0 | 0
[29 empty] | 0 | 0 | 0 | 0
[29 empty] | 0 | 0 | 0 | 0
[29 empty] | 0 | 0 | 0 | 0
[29 empty] | 0 | 0 | 0 | 0
[29 empty] | 0 | 0 | 0 | 0
[29 empty] | 0 | 0 | 0 | 0
[29 empty] | 0 | 0 | 0 | 0
[29 empty] | 0 | 0 | 0 | 0
[29 empty] | 0 | 0 | 0 | 0
[29 empty] | 0 | 0 | 0 | 0
[29 empty] | 0 | 0 | 0 | 0
[29 empty] | 0 | 0 | 0 | 0
[29 empty] | 0 | 0 | 0 | 0
[29 empty] | 0 | 0 | 0 | 0
[29 empty] | 0 | 0 | 0 | 0
[29 empty] | 0 | 0 | 0 | 0
[29 empty] | 0 | 0 | 0 | 0
[29 empty] | 0 | 0 | 0 | 0
[29 empty] | 0 | 0 | 0 | 0
[29 empty] | 0 | 0 | 0 | 0
[29 empty] | 0 | 0 | 0 | 0
[29 empty] | 0 | 0 | 0 | 0
[29 empty] | 0 | 0 | 0 | 0
[29 empty] | 0 | 0 | 0 | 0
[29 empty] | 0 | 0 | 0 | 0
[29 empty] | 0 | 0 | 0 | 0
[29 empty] | 0 | 0 | 0 | 0
[29 empty] | 0 | 0 | 0 | 0
[29 empty] | 0 | 0 | 0 | 0
[29 empty] | 0 | 0 | 0 | 0
[29 empty] | 0 | 0 | 0 | 0
[29 empty] | 0 | 0 | 0 | 0
[29 empty] | 0 | 0 | 0 | 0
[29 empty] | 0 | 0 | 0 | 0
[29 empty] | 0 | 0 | 0 | 0
[29 empty] | 0 | 0 | 0 | 0
[29 empty] | 0 | 0 | 0 | 0
[29 empty] | 0 | 0 | 0 | 0
[29 empty] | 0 | 0 | 0 | 0
[29 empty] | 0 | 0 | 0 | 0
[29 empty] | 0 | 0 | 0 | 0
[29 empty] | 0 | 0 | 0 | 0
[29 empty] | 0 | 0 | 0 | 0
[29 empty] | 0 | 0 | 0 | 0
[29 empty] | 0 | 0 | 0 | 0
[29 empty] | 0 | 0 | 0 | 0
[29 empty] | 0 | 0 | 0 | 0
[29 empty] | 0 | 0 | 0 | 0
[29 empty] | 0 | 0 | 0 | 0
[29 empty] | 0 | 0 | 0 | 0
[29 empty] | 0 | 0 | 0 | 0
[29 empty] | 0 | 0 | 0 | 0
[29 empty] | 0 | 0 | 0 | 0
[29 empty] | 0 | 0 | 0 | 0
[29 empty] | 0 | 0 | 0 | 0
[29 empty] | 0 | 0 | 0 | 0
[29 empty] | 0 | 0 | 0 | 0
[29 empty] | 0 | 0 | 0 | 0
[29 empty] | 0 | 0 | 0 | 0
[29 empty] | 0 | 0 | 0 | 0
[29 empty] | 0 | 0 | 0 | 0
[29 empty] | 0 | 0 | 0 | 0
[29 empty] | 0 | 0 | 0 | 0
[29 empty] | 0 | 0 | 0 | 0
[29 empty] | 0 | 0 | 0 | 0
[29 empty] | 0 | 0 | 0 | 0
[29 empty] | 0 | 0 | 0 | 0
[29 empty] | 0 | 0 | 0 | 0
[29 empty] | 0 | 0 | 0 | 0
[29 empty] | 0 | 0 | 0 | 0
[29 empty] | 0 | 0 | 0 | 0
[29 empty] | 0 | 0 | 0 | 0
[29 empty] | 0 | 0 | 0 | 0
[29 empty] | 0 | 0 | 0 | 0
[29 empty] | 0 | 0 | 0 | 0
[29 empty] | 0 | 0 | 0 | 0
[29 empty] | 0 | 0 | 0 | 0
[29 empty] | 0 | 0 | 0 | 0
[29 empty] | 0 | 0 | 0 | 0
[29 empty] | 0 | 0 | 0 | 0
[29 empty] | 0 | 0 | 0 | 0
[29 empty] | 0 | 0 | 0 | 0
[29 empty] | 0 | 0 | 0 | 0
[29 empty] | 0 | 0 | 0 | 0
[29 empty] | 0 | 0 | 0 | 0
[29 empty] | 0 | 0 | 0 | 0
[29 empty] | 0 | 0 | 0 | 0
[29 empty] | 0 | 0 | 0 | 0
[29 empty] | 0 | 0 | 0 | 0
[29 empty] | 0 | 0 | 0 | 0
[29 empty] | 0 | 0 | 0 | 0
[29 empty] | 0 | 0 | 0 | 0
[29 empty] | 0 | 0 | 0 | 0
[29 empty] | 0 | 0 | 0 | 0
[29 empty] | 0 | 0 | 0 | 0
[29 empty] | 0 | 0 | 0 | 0
[29 empty] | 0 | 0 | 0 | 0
[29 empty] | 0 | 0 | 0 | 0
[29 empty] | 0 | 0 | 0 | 0
[29 empty] | 0 | 0 | 0 | 0
[29 empty] | 0 | 0 | 0 | 0
[29 empty] | 0 | 0 | 0 | 0
[29 empty] | 0 | 0 | 0 | 0
[29 empty] | 0 | 0 | 0 | 0
[29 empty] | 0 | 0 | 0 | 0
[29 empty] | 0 | 0 | 0 | 0
[29 empty] | 0 | 0 | 0 | 0
[29 empty] | 0 | 0 | 0 | 0
[29 empty] | 0 | 0 | 0 | 0
[29 empty] | 0 | 0 | 0 | 0
[29 empty] | 0 | 0 | 0 | 0
[29 empty] | 0 | 0 | 0 | 0
[29 empty] | 0 | 0 | 0 | 0
[29 empty] | 0 | 0 | 0 | 0
[29 empty] | 0 | 0 | 0 | 0
[29 empty] | 0 | 0 | 0 | 0
[29 empty] | 0 | 0 | 0 | 0
[29 empty] | 0 | 0 | 0 | 0
[29 empty] | 0 | 0 | 0 | 0
[29 empty] | 0 | 0 | 0 | 0
[29 empty] | 0 | 0 | 0 | 0
[29 empty] | 0 | 0 | 0 | 0
[29 empty] | 0 | 0 | 0 | 0
[29 empty] | 0 | 0 | 0 | 0
[29 empty] | 0 | 0 | 0 | 0
[29 empty] | 0 | 0 | 0 | 0
[29 empty] | 0 | 0 | 0 | 0
[29 empty] | 0 | 0 | 0 | 0
[29 empty] | 0 | 0 | 0 | 0
[29 empty] | 0 | 0 | 0 | 0
[29 empty] | 0 | 0 | 0 | 0
[29 empty] | 0 | 0 | 0 | 0
[29 empty] | 0 | 0 | 0 | 0
[29 empty] | 0 | 0 | 0 | 0
[29 empty] | 0 | 0 | 0 | 0
[29 empty] | 0 | 0 | 0 | 0
[29 empty] | 0 | 0 | 0 | 0
[29 empty] | 0 | 0 | 0 | 0
[29 empty] | 0 | 0 | 0 | 0
[29 empty] | 0 | 0 | 0 | 0
[29 empty] | 0 | 0 | 0 | 0
[29 empty] | 0 | 0 | 0 | 0
[29 empty] | 0 | 0 | 0 | 0
[29 empty] | 0 | 0 | 0 | 0
[29 empty] | 0 | 0 | 0 | 0
[29 empty] | 0 | 0 | 0 | 0
[29 empty] | 0 | 0 | 0 | 0
[29 empty] | 0 | 0 | 0 | 0
[29 empty] | 0 | 0 | 0 | 0
[29 empty] | 0 | 0 | 0 | 0
[29 empty] | 0 | 0 | 0 | 0
[29 empty] | 0 | 0 | 0 | 0
[29 empty] | 0 | 0 | 0 | 0
[29 empty] | 0 | 0 | 0 | 0
[29 empty] | 0 | 0 | 0 | 0
[29 empty] | 0 | 0 | 0 | 0
[29 empty] | 0 | 0 | 0 | 0
[29 empty] | 0 | 0 | 0 | 0
[29 empty] | 0 | 0 | 0 | 0
[29 empty] | 0 | 0 | 0 | 0
[29 empty] | 0 | 0 | 0 | 0
[29 empty] | 0 | 0 | 0 | 0
[29 empty] | 0 | 0 | 0 | 0
[29 empty] | 0 | 0 | 0 | 0
[29 empty] | 0 | 0 | 0 | 0
[29 empty] | 0 | 0 | 0 | 0
[29 empty] | 0 | 0 | 0 | 0
[29 empty] | 0 | 0 | 0 | 0
[29 empty] | 0 | 0 | 0 | 0
[29 empty] | 0 | 0 | 0 | 0
[29 empty] | 0 | 0 | 0 | 0
[29 empty] | 0 | 0 | 0 | 0
[29 empty] | 0 | 0 | 0 | 0
[29 empty] | 0 | 0 | 0 | 0
[29 empty] | 0 | 0 | 0 | 0
[29 empty] | 0 | 0 | 0 | 0
[29 empty] | 0 | 0 | 0 | 0
[29 empty] | 0 | 0 | 0 | 0
[29 empty] | 0 | 0 | 0 | 0
[29 empty] | 0 | 0 | 0 | 0
[29 empty] | 0 | 0 | 0 | 0
[29 empty] | 0 | 0 | 0 | 0
[29 empty] | 0 | 0 | 0 | 0
[29 empty] | 0 | 0 | 0 | 0
[29 empty] | 0 | 0 | 0 | 0
[29 empty] | 0 | 0 | 0 | 0
[29 empty] | 0 | 0 | 0 | 0
[29 empty] | 0 | 0 | 0 | 0
[29 empty] | 0 | 0 | 0 | 0
[29 empty] | 0 | 0 | 0 | 0
[29 empty] | 0 | 0 | 0 | 0
[29 empty] | 0 | 0 | 0 | 0
[29 empty] | 0 | 0 | 0 | 0
[29 empty] | 0 | 0 | 0 | 0
[29 empty] | 0 | 0 | 0 | 0
[29 empty] | 0 | 0 | 0 | 0
[29 empty] | 0 | 0 | 0 | 0
[29 empty] | 0 | 0 | 0 | 0
[29 empty] | 0 | 0 | 0 | 0
[29 empty] | 0 | 0 | 0 | 0
[29 empty] | 0 | 0 | 0 | 0
[29 empty] | 0 | 0 | 0 | 0
[29 empty] | 0 | 0 | 0 | 0
[29 empty] | 0 | 0 | 0 | 0
[29 empty] | 0 | 0 | 0 | 0
[29 empty] | 0 | 0 | 0 | 0
[29 empty] | 0 | 0 | 0 | 0
[29 empty] | 0 | 0 | 0 | 0
[29 empty] | 0 | 0 | 0 | 0
[29 empty] | 0 | 0 | 0 | 0
[29 empty] | 0 | 0 | 0 | 0
[29 empty] | 0 | 0 | 0 | 0
[29 empty] | 0 | 0 | 0 | 0
[29 empty] | 0 | 0 | 0 | 0
[29 empty] | 0 | 0 | 0 | 0
[29 empty] | 0 | 0 | 0 | 0
[29 empty] | 0 | 0 | 0 | 0
[29 empty] | 0 | 0 | 0 | 0
[29 empty] | 0 | 0 | 0 | 0
[29 empty] | 0 | 0 | 0 | 0
[29 empty] | 0 | 0 | 0 | 0
[29 empty] | 0 | 0 | 0 | 0
[29 empty] | 0 | 0 | 0 | 0
[29 empty] | 0 | 0 | 0 | 0
[29 empty] | 0 | 0 | 0 | 0
[29 empty] | 0 | 0 | 0 | 0
[29 empty] | 0 | 0 | 0 | 0
[29 empty] | 0 | 0 | 0 | 0
[29 empty] | 0 | 0 | 0 | 0
[29 empty] | 0 | 0 | 0 | 0
[29 empty] | 0 | 0 | 0 | 0
[29 empty] | 0 | 0 | 0 | 0
[29 empty] | 0 | 0 | 0 | 0
[29 empty] | 0 | 0 | 0 | 0
[29 empty] | 0 | 0 | 0 | 0
[29 empty] | 0 | 0 | 0 | 0
[29 empty] | 0 | 0 | 0 | 0
[29 empty] | 0 | 0 | 0 | 0
[29 empty] | 0 | 0 | 0 | 0
[29 empty] | 0 | 0 | 0 | 0
[29 empty] | 0 | 0 | 0 | 0
[29 empty] | 0 | 0 | 0 | 0
[29 empty] | 0 | 0 | 0 | 0
[29 empty] | 0 | 0 | 0 | 0
[29 empty] | 0 | 0 | 0 | 0
[29 empty] | 0 | 0 | 0 | 0
[29 empty] | 0 | 0 | 0 | 0
[29 empty] | 0 | 0 | 0 | 0
[29 empty] | 0 | 0 | 0 | 0
[29 empty] | 0 | 0 | 0 | 0
[29 empty] | 0 | 0 | 0 | 0
[29 empty] | 0 | 0 | 0 | 0
[29 empty] | 0 | 0 | 0 | 0
[29 empty] | 0 | 0 | 0 | 0
[29 empty] | 0 | 0 | 0 | 0
[29 empty] | 0 | 0 | 0 | 0
[29 empty] | 0 | 0 | 0 | 0
[29 empty] | 0 | 0 | 0 | 0
[29 empty] | 0 | 0 | 0 | 0
[29 empty] | 0 | 0 | 0 | 0
[29 empty] | 0 | 0 | 0 | 0
[29 empty] | 0 | 0 | 0 | 0
[29 empty] | 0 | 0 | 0 | 0
[29 empty] | 0 | 0 | 0 | 0
[29 empty] | 0 | 0 | 0 | 0
[29 empty] | 0 | 0 | 0 | 0
[29 empty] | 0 | 0 | 0 | 0
[29 empty] | 0 | 0 | 0 | 0
[29 empty] | 0 | 0 | 0 | 0
[29 empty] | 0 | 0 | 0 | 0
[29 empty] | 0 | 0 | 0 | 0
[29 empty] | 0 | 0 | 0 | 0
[29 empty] | 0 | 0 | 0 | 0
[29 empty] | 0 | 0 | 0 | 0
[29 empty] | 0 | 0 | 0 | 0
[29 empty] | 0 | 0 | 0 | 0
[29 empty] | 0 | 0 | 0 | 0
[29 empty] | 0 | 0 | 0 | 0
[29 empty] | 0 | 0 | 0 | 0
[29 empty] | 0 | 0 | 0 | 0
[29 empty] | 0 | 0 | 0 | 0
[29 empty] | 0 | 0 | 0 | 0
[29 empty] | 0 | 0 | 0 | 0
[29 empty] | 0 | 0 | 0 | 0
[29 empty] | 0 | 0 | 0 | 0
[29 empty] | 0 | 0 | 0 | 0
[29 empty] | 0 | 0 | 0 | 0
[29 empty] | 0 | 0 | 0 | 0
[29 empty] | 0 | 0 | 0 | 0
[29 empty] | 0 | 0 | 0 | 0
[29 empty] | 0 | 0 | 0 | 0
[29 empty] | 0 | 0 | 0 | 0
[29 empty] | 0 | 0 | 0 | 0
[29 empty] | 0 | 0 | 0 | 0
[29 empty] | 0 | 0 | 0 | 0
[29 empty] | 0 | 0 | 0 | 0
[29 empty] | 0 | 0 | 0 | 0
[29 empty] | 0 | 0 | 0 | 0
[29 empty] | 0 | 0 | 0 | 0
[29 empty] | 0 | 0 | 0 | 0
[29 empty] | 0 | 0 | 0 | 0
[29 empty] | 0 | 0 | 0 | 0
[29 empty] | 0 | 0 | 0 | 0
[29 empty] | 0 | 0 | 0 | 0
[29 empty] | 0 | 0 | 0 | 0
[29 empty] | 0 | 0 | 0 | 0
[29 empty] | 0 | 0 | 0 | 0
[29 empty] | 0 | 0 | 0 | 0
[29 empty] | 0 | 0 | 0 | 0
[29 empty] | 0 | 0 | 0 | 0
[29 empty] | 0 | 0 | 0 | 0
[29 empty] | 0 | 0 | 0 | 0
[29 empty] | 0 | 0 | 0 | 0
[29 empty] | 0 | 0 | 0 | 0
[29 empty] | 0 | 0 | 0 | 0
[29 empty] | 0 | 0 | 0 | 0
[29 empty] | 0 | 0 | 0 | 0
[29 empty] | 0 | 0 | 0 | 0
[29 empty] | 0 | 0 | 0 | 0
[29 empty] | 0 | 0 | 0 | 0
[29 empty] | 0 | 0 | 0 | 0
[29 empty] | 0 | 0 | 0 | 0
[29 empty] | 0 | 0 | 0 | 0
[29 empty] | 0 | 0 | 0 | 0
[29 empty] | 0 | 0 | 0 | 0
[29 empty] | 0 | 0 | 0 | 0
[29 empty] | 0 | 0 | 0 | 0
[29 empty] | 0 | 0 | 0 | 0
[29 empty] | 0 | 0 | 0 | 0
[29 empty] | 0 | 0 | 0 | 0
[29 empty] | 0 | 0 | 0 | 0
[29 empty] | 0 | 0 | 0 | 0
[29 empty] | 0 | 0 | 0 | 0
[29 empty] | 0 | 0 | 0 | 0
[29 empty] | 0 | 0 | 0 | 0
[29 empty] | 0 | 0 | 0 | 0
[29 empty] | 0 | 0 | 0 | 0
[29 empty] | 0 | 0 | 0 | 0
[29 empty] | 0 | 0 | 0 | 0
[29 empty] | 0 | 0 | 0 | 0
[29 empty] | 0 | 0 | 0 | 0
[29 empty] | 0 | 0 | 0 | 0
[29 empty] | 0 | 0 | 0 | 0
[29 empty] | 0 | 0 | 0 | 0
[29 empty] | 0 | 0 | 0 | 0
[29 empty] | 0 | 0 | 0 | 0
[29 empty] | 0 | 0 | 0 | 0
[29 empty] | 0 | 0 | 0 | 0
[29 empty] | 0 | 0 | 0 | 0
[29 empty] | 0 | 0 | 0 | 0
[29 empty] | 0 | 0 | 0 | 0
[29 empty] | 0 | 0 | 0 | 0
[29 empty] | 0 | 0 | 0 | 0
[29 empty] | 0 | 0 | 0 | 0
[29 empty] | 0 | 0 | 0 | 0
[29 empty] | 0 | 0 | 0 | 0
[29 empty] | 0 | 0 | 0 | 0
[29 empty] | 0 | 0 | 0 | 0
[29 empty] | 0 | 0 | 0 | 0
[29 empty] | 0 | 0 | 0 | 0
[29 empty] | 0 | 0 | 0 | 0
[29 empty] | 0 | 0 | 0 | 0
[29 empty] | 0 | 0 | 0 | 0
[29 empty] | 0 | 0 | 0 | 0
[29 empty] | 0 | 0 | 0 | 0
[29 empty] | 0 | 0 | 0 | 0
[29 empty] | 0 | 0 | 0 | 0
[29 empty] | 0 | 0 | 0 | 0
[29 empty] | 0 | 0 | 0 | 0
[29 empty] | 0 | 0 | 0 | 0
[29 empty] | 0 | 0 | 0 | 0
[29 empty] | 0 | 0 | 0 | 0
[29 empty] | 0 | 0 | 0 | 0
[29 empty] | 0 | 0 | 0 | 0
[29 empty] | 0 | 0 | 0 | 0
[29 empty] | 0 | 0 | 0 | 0
[29 empty] | 0 | 0 | 0 | 0
[29 empty] | 0 | 0 | 0 | 0
[29 empty] | 0 | 0 | 0 | 0
[29 empty] | 0 | 0 | 0 | 0
[29 empty] | 0 | 0 | 0 | 0
[29 empty] | 0 | 0 | 0 | 0
[29 empty] | 0 | 0 | 0 | 0
[29 empty] | 0 | 0 | 0 | 0
[29 empty] | 0 | 0 | 0 | 0
[29 empty] | 0 | 0 | 0 | 0
[29 empty] | 0 | 0 | 0 | 0
[29 empty] | 0 | 0 | 0 | 0
[29 empty] | 0 | 0 | 0 | 0
[29 empty] | 0 | 0 | 0 | 0
[29 empty] | 0 | 0 | 0 | 0
[29 empty] | 0 | 0 | 0 | 0
[29 empty] | 0 | 0 | 0 | 0
[29 empty] | 0 | 0 | 0 | 0
[29 empty] | 0 | 0 | 0 | 0
[29 empty] | 0 | 0 | 0 | 0
[29 empty] | 0 | 0 | 0 | 0
[29 empty] | 0 | 0 | 0 | 0
[29 empty] | 0 | 0 | 0 | 0
[29 empty] | 0 | 0 | 0 | 0
[29 empty] | 0 | 0 | 0 | 0
[29 empty] | 0 | 0 | 0 | 0
[29 empty] | 0 | 0 | 0 | 0
[29 empty] | 0 | 0 | 0 | 0
[29 empty] | 0 | 0 | 0 | 0
[29 empty] | 0 | 0 | 0 | 0
[29 empty] | 0 | 0 | 0 | 0
[29 empty] | 0 | 0 | 0 | 0
[29 empty] | 0 | 0 | 0 | 0
[29 empty] | 0 | 0 | 0 | 0
[29 empty] | 0 | 0 | 0 | 0
[29 empty] | 0 | 0 | 0 | 0
[29 empty] | 0 | 0 | 0 | 0
[29 empty] | 0 | 0 | 0 | 0
[29 empty] | 0 | 0 | 0 | 0
[29 empty] | 0 | 0 | 0 | 0
[29 empty] | 0 | 0 | 0 | 0
[29 empty] | 0 | 0 | 0 | 0
[29 empty] | 0 | 0 | 0 | 0
[29 empty] | 0 | 0 | 0 | 0
[29 empty] | 0 | 0 | 0 | 0
[29 empty] | 0 | 0 | 0 | 0
[29 empty] | 0 | 0 | 0 | 0
[29 empty] | 0 | 0 | 0 | 0
[29 empty] | 0 | 0 | 0 | 0
[29 empty] | 0 | 0 | 0 | 0
[29 empty] | 0 | 0 | 0 | 0
[29 empty] | 0 | 0 | 0 | 0
[29 empty] | 0 | 0 | 0 | 0
[29 empty] | 0 | 0 | 0 | 0
[29 empty] | 0 | 0 | 0 | 0
[29 empty] | 0 | 0 | 0 | 0
[29 empty] | 0 | 0 | 0 | 0
[29 empty] | 0 | 0 | 0 | 0
[29 empty] | 0 | 0 | 0 | 0
[29 empty] | 0 | 0 | 0 | 0
[29 empty] | 0 | 0 | 0 | 0
[29 empty] | 0 | 0 | 0 | 0
[29 empty] | 0 | 0 | 0 | 0
[29 empty] | 0 | 0 | 0 | 0
[29 empty] | 0 | 0 | 0 | 0
[29 empty] | 0 | 0 | 0 | 0
[29 empty] | 0 | 0 | 0 | 0
[29 empty] | 0 | 0 | 0 | 0
[29 empty] | 0 | 0 | 0 | 0
[29 empty] | 0 | 0 | 0 | 0
[29 empty] | 0 | 0 | 0 | 0
[29 empty] | 0 | 0 | 0 | 0
[29 empty] | 0 | 0 | 0 | 0
[29 empty] | 0 | 0 | 0 | 0
[29 empty] | 0 | 0 | 0 | 0
[29 empty] | 0 | 0 | 0 | 0
[29 empty] | 0 | 0 | 0 | 0
[29 empty] | 0 | 0 | 0 | 0
[29 empty] | 0 | 0 | 0 | 0
[29 empty] | 0 | 0 | 0 | 0
[29 empty] | 0 | 0 | 0 | 0
[29 empty] | 0 | 0 | 0 | 0
[29 empty] | 0 | 0 | 0 | 0
[29 empty] | 0 | 0 | 0 | 0
[29 empty] | 0 | 0 | 0 | 0
[29 empty] | 0 | 0 | 0 | 0
[29 empty] | 0 | 0 | 0 | 0
[29 empty] | 0 | 0 | 0 | 0
[29 empty] | 0 | 0 | 0 | 0
[29 empty] | 0 | 0 | 0 | 0
[29 empty] | 0 | 0 | 0 | 0
[29 empty] | 0 | 0 | 0 | 0
[29 empty] | 0 | 0 | 0 | 0
[29 empty] | 0 | 0 | 0 | 0
[29 empty] | 0 | 0 | 0 | 0
[29 empty] | 0 | 0 | 0 | 0
[29 empty] | 0 | 0 | 0 | 0
[29 empty] | 0 | 0 | 0 | 0
[29 empty] | 0 | 0 | 0 | 0
[29 empty] | 0 | 0 | 0 | 0
[29 empty] | 0 | 0 | 0 | 0
[29 empty] | 0 | 0 | 0 | 0
[29 empty] | 0 | 0 | 0 | 0
[29 empty] | 0 | 0 | 0 | 0
[29 empty] | 0 | 0 | 0 | 0
[29 empty] | 0 | 0 | 0 | 0
[29 empty] | 0 | 0 | 0 | 0
[29 empty] | 0 | 0 | 0 | 0
[29 empty] | 0 | 0 | 0 | 0
[29 empty] | 0 | 0 | 0 | 0
[29 empty] | 0 | 0 | 0 | 0
[29 empty] | 0 | 0 | 0 | 0
[29 empty] | 0 | 0 | 0 | 0
[29 empty] | 0 | 0 | 0 | 0
[29 empty] | 0 | 0 | 0 | 0
[29 empty] | 0 | 0 | 0 | 0
[29 empty] | 0 | 0 | 0 | 0
[29 empty] | 0 | 0 | 0 | 0
[29 empty] | 0 | 0 | 0 | 0
[29 empty] | 0 | 0 | 0 | 0
[29 empty] | 0 | 0 | 0 | 0
[29 empty] | 0 | 0 | 0 | 0
[29 empty] | 0 | 0 | 0 | 0
[29 empty] | 0 | 0 | 0 | 0
[29 empty] | 0 | 0 | 0 | 0
[29 empty] | 0 | 0 | 0 | 0
[29 empty] | 0 | 0 | 0 | 0
[29 empty] | 0 | 0 | 0 | 0
[29 empty] | 0 | 0 | 0 | 0
[29 empty] | 0 | 0 | 0 | 0
[29 empty] | 0 | 0 | 0 | 0
[29 empty] | 0 | 0 | 0 | 0
[29 empty] | 0 | 0 | 0 | 0
[29 empty] | 0 | 0 | 0 | 0
[29 empty] | 0 | 0 | 0 | 0
[29 empty] | 0 | 0 | 0 | 0
[29 empty] | 0 | 0 | 0 | 0
[29 empty] | 0 | 0 | 0 | 0
[29 empty] | 0 | 0 | 0 | 0
[29 empty] | 0 | 0 | 0 | 0
[29 empty] | 0 | 0 | 0 | 0
[29 empty] | 0 | 0 | 0 | 0
[29 empty] | 0 | 0 | 0 | 0
[29 empty] | 0 | 0 | 0 | 0
[29 empty] | 0 | 0 | 0 | 0
[29 empty] | 0 | 0 | 0 | 0
[29 empty] | 0 | 0 | 0 | 0
[29 empty] | 0 | 0 | 0 | 0
[29 empty] | 0 | 0 | 0 | 0
[29 empty] | 0 | 0 | 0 | 0
[29 empty] | 0 | 0 | 0 | 0
[29 empty] | 0 | 0 | 0 | 0
[29 empty] | 0 | 0 | 0 | 0
[29 empty] | 0 | 0 | 0 | 0
[29 empty] | 0 | 0 | 0 | 0
[29 empty] | 0 | 0 | 0 | 0
[29 empty] | 0 | 0 | 0 | 0
[29 empty] | 0 | 0 | 0 | 0
[29 empty] | 0 | 0 | 0 | 0
[29 empty] | 0 | 0 | 0 | 0
[29 empty] | 0 | 0 | 0 | 0
[29 empty] | 0 | 0 | 0 | 0
[29 empty] | 0 | 0 | 0 | 0
[29 empty] | 0 | 0 | 0 | 0
[29 empty] | 0 | 0 | 0 | 0
[29 empty] | 0 | 0 | 0 | 0
[29 empty] | 0 | 0 | 0 | 0
[29 empty] | 0 | 0 | 0 | 0
[29 empty] | 0 | 0 | 0 | 0
[29 empty] | 0 | 0 | 0 | 0
[29 empty] | 0 | 0 | 0 | 0
[29 empty] | 0 | 0 | 0 | 0
[29 empty] | 0 | 0 | 0 | 0
[29 empty] | 0 | 0 | 0 | 0
[29 empty] | 0 | 0 | 0 | 0
[29 empty] | 0 | 0 | 0 | 0
[29 empty] | 0 | 0 | 0 | 0
[29 empty] | 0 | 0 | 0 | 0
[29 empty] | 0 | 0 | 0 | 0
[29 empty] | 0 | 0 | 0 | 0
[29 empty] | 0 | 0 | 0 | 0
[29 empty] | 0 | 0 | 0 | 0
[29 empty] | 0 | 0 | 0 | 0
[29 empty] | 0 | 0 | 0 | 0
[29 empty] | 0 | 0 | 0 | 0
[29 empty] | 0 | 0 | 0 | 0
[29 empty] | 0 | 0 | 0 | 0
[29 empty] | 0 | 0 | 0 | 0
[29 empty] | 0 | 0 | 0 | 0
[29 empty] | 0 | 0 | 0 | 0
[29 empty] | 0 | 0 | 0 | 0
[29 empty] | 0 | 0 | 0 | 0
[29 empty] | 0 | 0 | 0 | 0
[29 empty] | 0 | 0 | 0 | 0
[29 empty] | 0 | 0 | 0 | 0
[29 empty] | 0 | 0 | 0 | 0
[29 empty] | 0 | 0 | 0 | 0
[29 empty] | 0 | 0 | 0 | 0
[29 empty] | 0 | 0 | 0 | 0
[29 empty] | 0 | 0 | 0 | 0
[29 empty] | 0 | 0 | 0 | 0
[29 empty] | 0 | 0 | 0 | 0
[29 empty] | 0 | 0 | 0 | 0
[29 empty] | 0 | 0 | 0 | 0
[29 empty] | 0 | 0 | 0 | 0
[29 empty] | 0 | 0 | 0 | 0
[29 empty] | 0 | 0 | 0 | 0
[29 empty] | 0 | 0 | 0 | 0
[29 empty] | 0 | 0 | 0 | 0
[29 empty] | 0 | 0 | 0 | 0
[29 empty] | 0 | 0 | 0 | 0
[29 empty] | 0 | 0 | 0 | 0
[29 empty] | 0 | 0 | 0 | 0
[29 empty] | 0 | 0 | 0 | 0
[29 empty] | 0 | 0 | 0 | 0
[29 empty] | 0 | 0 | 0 | 0
[29 empty] | 0 | 0 | 0 | 0
[29 empty] | 0 | 0 | 0 | 0
[29 empty] | 0 | 0 | 0 | 0
[29 empty] | 0 | 0 | 0 | 0
[29 empty] | 0 | 0 | 0 | 0
[29 empty] | 0 | 0 | 0 | 0
[29 empty] | 0 | 0 | 0 | 0
[29 empty] | 0 | 0 | 0 | 0
[29 empty] | 0 | 0 | 0 | 0
[29 empty] | 0 | 0 | 0 | 0
[29 empty] | 0 | 0 | 0 | 0
[29 empty] | 0 | 0 | 0 | 0
[29 empty] | 0 | 0 | 0 | 0
[29 empty] | 0 | 0 | 0 | 0
[29 empty] | 0 | 0 | 0 | 0
[29 empty] | 0 | 0 | 0 | 0
[29 empty] | 0 | 0 | 0 | 0
[29 empty] | 0 | 0 | 0 | 0
[29 empty] | 0 | 0 | 0 | 0
[29 empty] | 0 | 0 | 0 | 0
[29 empty] | 0 | 0 | 0 | 0
[29 empty] | 0 | 0 | 0 | 0
[29 empty] | 0 | 0 | 0 | 0
[29 empty] | 0 | 0 | 0 | 0
[29 empty] | 0 | 0 | 0 | 0
[29 empty] | 0 | 0 | 0 | 0
[29 empty] | 0 | 0 | 0 | 0
[29 empty] | 0 | 0 | 0 | 0
[29 empty] | 0 | 0 | 0 | 0
[29 empty] | 0 | 0 | 0 | 0
[29 empty] | 0 | 0 | 0 | 0
[29 empty] | 0 | 0 | 0 | 0
[29 empty] | 0 | 0 | 0 | 0
[29 empty] | 0 | 0 | 0 | 0
[29 empty] | 0 | 0 | 0 | 0
[29 empty] | 0 | 0 | 0 | 0
[29 empty] | 0 | 0 | 0 | 0
[29 empty] | 0 | 0 | 0 | 0
[29 empty] | 0 | 0 | 0 | 0
[29 empty] | 0 | 0 | 0 | 0
[29 empty] | 0 | 0 | 0 | 0
[29 empty] | 0 | 0 | 0 | 0
[29 empty] | 0 | 0 | 0 | 0
[29 empty] | 0 | 0 | 0 | 0
[29 empty] | 0 | 0 | 0 | 0
[29 empty] | 0 | 0 | 0 | 0
[29 empty] | 0 | 0 | 0 | 0
[29 empty] | 0 | 0 | 0 | 0
[29 empty] | 0 | 0 | 0 | 0
[29 empty] | 0 | 0 | 0 | 0
[29 empty] | 0 | 0 | 0 | 0
[29 empty] | 0 | 0 | 0 | 0
[29 empty] | 0 | 0 | 0 | 0
[29 empty] | 0 | 0 | 0 | 0
[29 empty] | 0 | 0 | 0 | 0
[29 empty] | 0 | 0 | 0 | 0
[29 empty] | 0 | 0 | 0 | 0
[29 empty] | 0 | 0 | 0 | 0
[29 empty] | 0 | 0 | 0 | 0
[29 empty] | 0 | 0 | 0 | 0
[29 empty] | 0 | 0 | 0 | 0
[29 empty] | 0 | 0 | 0 | 0
[29 empty] | 0 | 0 | 0 | 0
[29 empty] | 0 | 0 | 0 | 0
[29 empty] | 0 | 0 | 0 | 0
[29 empty] | 0 | 0 | 0 | 0
[29 empty] | 0 | 0 | 0 | 0
[29 empty] | 0 | 0 | 0 | 0
[29 empty] | 0 | 0 | 0 | 0
[29 empty] | 0 | 0 | 0 | 0
[29 empty] | 0 | 0 | 0 | 0
[29 empty] | 0 | 0 | 0 | 0
[29 empty] | 0 | 0 | 0 | 0
[29 empty] | 0 | 0 | 0 | 0
[29 empty] | 0 | 0 | 0 | 0
[29 empty] | 0 | 0 | 0 | 0
[29 empty] | 0 | 0 | 0 | 0
[29 empty] | 0 | 0 | 0 | 0
[29 empty] | 0 | 0 | 0 | 0
[29 empty] | 0 | 0 | 0 | 0
[29 empty] | 0 | 0 | 0 | 0
[29 empty] | 0 | 0 | 0 | 0
[29 empty] | 0 | 0 | 0 | 0
[29 empty] | 0 | 0 | 0 | 0
[29 empty] | 0 | 0 | 0 | 0
[29 empty] | 0 | 0 | 0 | 0
[29 empty] | 0 | 0 | 0 | 0
[29 empty] | 0 | 0 | 0 | 0
[29 empty] | 0 | 0 | 0 | 0
[29 empty] | 0 | 0 | 0 | 0
[29 empty] | 0 | 0 | 0 | 0
[29 empty] | 0 | 0 | 0 | 0
[29 empty] | 0 | 0 | 0 | 0
[29 empty] | 0 | 0 | 0 | 0
[29 empty] | 0 | 0 | 0 | 0
[29 empty] | 0 | 0 | 0 | 0
[29 empty] | 0 | 0 | 0 | 0
[29 empty] | 0 | 0 | 0 | 0
[29 empty] | 0 | 0 | 0 | 0
[29 empty] | 0 | 0 | 0 | 0
[29 empty] | 0 | 0 | 0 | 0
[29 empty] | 0 | 0 | 0 | 0
[29 empty] | 0 | 0 | 0 | 0
[29 empty] | 0 | 0 | 0 | 0
[29 empty] | 0 | 0 | 0 | 0
[29 empty] | 0 | 0 | 0 | 0
[29 empty] | 0 | 0 | 0 | 0
[29 empty] | 0 | 0 | 0 | 0
[29 empty] | 0 | 0 | 0 | 0
[29 empty] | 0 | 0 | 0 | 0
[29 empty] | 0 | 0 | 0 | 0
[29 empty] | 0 | 0 | 0 | 0
[29 empty] | 0 | 0 | 0 | 0
[29 empty] | 0 | 0 | 0 | 0
[29 empty] | 0 | 0 | 0 | 0
[29 empty] | 0 | 0 | 0 | 0
[29 empty] | 0 | 0 | 0 | 0
[29 empty] | 0 | 0 | 0 | 0
[29 empty] | 0 | 0 | 0 | 0
[29 empty] | 0 | 0 | 0 | 0
[29 empty] | 0 | 0 | 0 | 0
[29 empty] | 0 | 0 | 0 | 0
[29 empty] | 0 | 0 | 0 | 0
[29 empty] | 0 | 0 | 0 | 0
[29 empty] | 0 | 0 | 0 | 0
[29 empty] | 0 | 0 | 0 | 0
[29 empty] | 0 | 0 | 0 | 0
[29 empty] | 0 | 0 | 0 | 0
[29 empty] | 0 | 0 | 0 | 0
[29 empty] | 0 | 0 | 0 | 0
[29 empty] | 0 | 0 | 0 | 0
[29 empty] | 0 | 0 | 0 | 0
[29 empty] | 0 | 0 | 0 | 0
[29 empty] | 0 | 0 | 0 | 0
[29 empty] | 0 | 0 | 0 | 0
[29 empty] | 0 | 0 | 0 | 0
[29 empty] | 0 | 0 | 0 | 0
[29 empty] | 0 | 0 | 0 | 0
[29 empty] | 0 | 0 | 0 | 0
[29 empty] | 0 | 0 | 0 | 0
[29 empty] | 0 | 0 | 0 | 0
[29 empty] | 0 | 0 | 0 | 0
[29 empty] | 0 | 0 | 0 | 0
[29 empty] | 0 | 0 | 0 | 0
[29 empty] | 0 | 0 | 0 | 0
[29 empty] | 0 | 0 | 0 | 0
[29 empty] | 0 | 0 | 0 | 0
[29 empty] | 0 | 0 | 0 | 0
[29 empty] | 0 | 0 | 0 | 0
[29 empty] | 0 | 0 | 0 | 0
[29 empty] | 0 | 0 | 0 | 0
[29 empty] | 0 | 0 | 0 | 0
[29 empty] | 0 | 0 | 0 | 0
[29 empty] | 0 | 0 | 0 | 0
[29 empty] | 0 | 0 | 0 | 0
[29 empty] | 0 | 0 | 0 | 0
[29 empty] | 0 | 0 | 0 | 0
[29 empty] | 0 | 0 | 0 | 0
[29 empty] | 0 | 0 | 0 | 0
[29 empty] | 0 | 0 | 0 | 0
[29 empty] | 0 | 0 | 0 | 0
[29 empty] | 0 | 0 | 0 | 0
[29 empty] | 0 | 0 | 0 | 0
[29 empty] | 0 | 0 | 0 | 0
[29 empty] | 0 | 0 | 0 | 0
[29 empty] | 0 | 0 | 0 | 0
[29 empty] | 0 | 0 | 0 | 0
[29 empty] | 0 | 0 | 0 | 0
[29 empty] | 0 | 0 | 0 | 0
[29 empty] | 0 | 0 | 0 | 0
[29 empty] | 0 | 0 | 0 | 0
[29 empty] | 0 | 0 | 0 | 0
[29 empty] | 0 | 0 | 0 | 0
[29 empty] | 0 | 0 | 0 | 0
[29 empty] | 0 | 0 | 0 | 0
[29 empty] | 0 | 0 | 0 | 0
[29 empty] | 0 | 0 | 0 | 0
[29 empty] | 0 | 0 | 0 | 0
[29 empty] | 0 | 0 | 0 | 0
[29 empty] | 0 | 0 | 0 | 0
[29 empty] | 0 | 0 | 0 | 0
[29 empty] | 0 | 0 | 0 | 0
[29 empty] | 0 | 0 | 0 | 0
[29 empty] | 0 | 0 | 0 | 0
[29 empty] | 0 | 0 | 0 | 0
[29 empty] | 0 | 0 | 0 | 0
[29 empty] | 0 | 0 | 0 | 0
[29 empty] | 0 | 0 | 0 | 0
[29 empty] | 0 | 0 | 0 | 0
[29 empty] | 0 | 0 | 0 | 0
[29 empty] | 0 | 0 | 0 | 0
[29 empty] | 0 | 0 | 0 | 0
[29 empty] | 0 | 0 | 0 | 0
[29 empty] | 0 | 0 | 0 | 0
[29 empty] | 0 | 0 | 0 | 0
[29 empty] | 0 | 0 | 0 | 0
[29 empty] | 0 | 0 | 0 | 0
[29 empty] | 0 | 0 | 0 | 0
[29 empty] | 0 | 0 | 0 | 0
[29 empty] | 0 | 0 | 0 | 0
[29 empty] | 0 | 0 | 0 | 0
[29 empty] | 0 | 0 | 0 | 0
[29 empty] | 0 | 0 | 0 | 0
[29 empty] | 0 | 0 | 0 | 0
[29 empty] | 0 | 0 | 0 | 0
[29 empty] | 0 | 0 | 0 | 0
[29 empty] | 0 | 0 | 0 | 0
[29 empty] | 0 | 0 | 0 | 0
[29 empty] | 0 | 0 | 0 | 0
[29 empty] | 0 | 0 | 0 | 0
[29 empty] | 0 | 0 | 0 | 0
[29 empty] | 0 | 0 | 0 | 0
[29 empty] | 0 | 0 | 0 | 0
[29 empty] | 0 | 0 | 0 | 0
[29 empty] | 0 | 0 | 0 | 0
[29 empty] | 0 | 0 | 0 | 0
[29 empty] | 0 | 0 | 0 | 0
[29 empty] | 0 | 0 | 0 | 0
[29 empty] | 0 | 0 | 0 | 0
[29 empty] | 0 | 0 | 0 | 0
[29 empty] | 0 | 0 | 0 | 0
[29 empty] | 0 | 0 | 0 | 0
[29 empty] | 0 | 0 | 0 | 0
[29 empty] | 0 | 0 | 0 | 0
[29 empty] | 0 | 0 | 0 | 0
[29 empty] | 0 | 0 | 0 | 0
[29 empty] | 0 | 0 | 0 | 0
[29 empty] | 0 | 0 | 0 | 0
[29 empty] | 0 | 0 | 0 | 0
[29 empty] | 0 | 0 | 0 | 0
[29 empty] | 0 | 0 | 0 | 0
[29 empty] | 0 | 0 | 0 | 0
[29 empty] | 0 | 0 | 0 | 0
[29 empty] | 0 | 0 | 0 | 0
[29 empty] | 0 | 0 | 0 | 0
[29 empty] | 0 | 0 | 0 | 0
[29 empty] | 0 | 0 | 0 | 0
[29 empty] | 0 | 0 | 0 | 0
[29 empty] | 0 | 0 | 0 | 0
[29 empty] | 0 | 0 | 0 | 0
[29 empty] | 0 | 0 | 0 | 0
[29 empty] | 0 | 0 | 0 | 0
[29 empty] | 0 | 0 | 0 | 0
[29 empty] | 0 | 0 | 0 | 0
[29 empty] | 0 | 0 | 0 | 0
[29 empty] | 0 | 0 | 0 | 0
[29 empty] | 0 | 0 | 0 | 0
[29 empty] | 0 | 0 | 0 | 0
[29 empty] | 0 | 0 | 0 | 0
[29 empty] | 0 | 0 | 0 | 0
[29 empty] | 0 | 0 | 0 | 0
[29 empty] | 0 | 0 | 0 | 0
[29 empty] | 0 | 0 | 0 | 0
[29 empty] | 0 | 0 | 0 | 0
[29 empty] | 0 | 0 | 0 | 0
[29 empty] | 0 | 0 | 0 | 0
[29 empty] | 0 | 0 | 0 | 0
[29 empty] | 0 | 0 | 0 | 0
[29 empty] | 0 | 0 | 0 | 0
[29 empty] | 0 | 0 | 0 | 0
[29 empty] | 0 | 0 | 0 | 0
[29 empty] | 0 | 0 | 0 | 0
[29 empty] | 0 | 0 | 0 | 0
[29 empty] | 0 | 0 | 0 | 0
[29 empty] | 0 | 0 | 0 | 0
[29 empty] | 0 | 0 | 0 | 0
[29 empty] | 0 | 0 | 0 | 0
[29 empty] | 0 | 0 | 0 | 0
[29 empty] | 0 | 0 | 0 | 0
[29 empty] | 0 | 0 | 0 | 0
[29 empty] | 0 | 0 | 0 | 0
[29 empty] | 0 | 0 | 0 | 0
[29 empty] | 0 | 0 | 0 | 0
[29 empty] | 0 | 0 | 0 | 0
[29 empty] | 0 | 0 | 0 | 0
[29 empty] | 0 | 0 | 0 | 0
[29 empty] | 0 | 0 | 0 | 0
[29 empty] | 0 | 0 | 0 | 0
[29 empty] | 0 | 0 | 0 | 0
[29 empty] | 0 | 0 | 0 | 0
[29 empty] | 0 | 0 | 0 | 0
[29 empty] | 0 | 0 | 0 | 0
[29 empty] | 0 | 0 | 0 | 0
[29 empty] | 0 | 0 | 0 | 0
[29 empty] | 0 | 0 | 0 | 0
[29 empty] | 0 | 0 | 0 | 0
[29 empty] | 0 | 0 | 0 | 0
[29 empty] | 0 | 0 | 0 | 0
[29 empty] | 0 | 0 | 0 | 0
[29 empty] | 0 | 0 | 0 | 0
[29 empty] | 0 | 0 | 0 | 0
[29 empty] | 0 | 0 | 0 | 0
[29 empty] | 0 | 0 | 0 | 0
[29 empty] | 0 | 0 | 0 | 0
[29 empty] | 0 | 0 | 0 | 0
[29 empty] | 0 | 0 | 0 | 0
[29 empty] | 0 | 0 | 0 | 0
[29 empty] | 0 | 0 | 0 | 0
[29 empty] | 0 | 0 | 0 | 0
[29 empty] | 0 | 0 | 0 | 0
[29 empty] | 0 | 0 | 0 | 0
[29 empty] | 0 | 0 | 0 | 0
[29 empty] | 0 | 0 | 0 | 0
[29 empty] | 0 | 0 | 0 | 0
[29 empty] | 0 | 0 | 0 | 0
[29 empty] | 0 | 0 | 0 | 0
[29 empty] | 0 | 0 | 0 | 0
[29 empty] | 0 | 0 | 0 | 0
[29 empty] | 0 | 0 | 0 | 0
[29 empty] | 0 | 0 | 0 | 0
[29 empty] | 0 | 0 | 0 | 0
[29 empty] | 0 | 0 | 0 | 0
[29 empty] | 0 | 0 | 0 | 0
[29 empty] | 0 | 0 | 0 | 0
[29 empty] | 0 | 0 | 0 | 0
[29 empty] | 0 | 0 | 0 | 0
[29 empty] | 0 | 0 | 0 | 0
[29 empty] | 0 | 0 | 0 | 0
[29 empty] | 0 | 0 | 0 | 0
[29 empty] | 0 | 0 | 0 | 0
[29 empty] | 0 | 0 | 0 | 0
[29 empty] | 0 | 0 | 0 | 0
[29 empty] | 0 | 0 | 0 | 0
[29 empty] | 0 | 0 | 0 | 0
[29 empty] | 0 | 0 | 0 | 0
[29 empty] | 0 | 0 | 0 | 0
[29 empty] | 0 | 0 | 0 | 0
[29 empty] | 0 | 0 | 0 | 0
[29 empty] | 0 | 0 | 0 | 0
[29 empty] | 0 | 0 | 0 | 0
[29 empty] | 0 | 0 | 0 | 0
[29 empty] | 0 | 0 | 0 | 0
[29 empty] | 0 | 0 | 0 | 0
[29 empty] | 0 | 0 | 0 | 0
[29 empty] | 0 | 0 | 0 | 0
[29 empty] | 0 | 0 | 0 | 0
[29 empty] | 0 | 0 | 0 | 0
[29 empty] | 0 | 0 | 0 | 0
[29 empty] | 0 | 0 | 0 | 0
[29 empty] | 0 | 0 | 0 | 0
[29 empty] | 0 | 0 | 0 | 0
[29 empty] | 0 | 0 | 0 | 0
[29 empty] | 0 | 0 | 0 | 0
[29 empty] | 0 | 0 | 0 | 0
[29 empty] | 0 | 0 | 0 | 0
[29 empty] | 0 | 0 | 0 | 0
[29 empty] | 0 | 0 | 0 | 0
[29 empty] | 0 | 0 | 0 | 0
[29 empty] | 0 | 0 | 0 | 0
[29 empty] | 0 | 0 | 0 | 0
[29 empty] | 0 | 0 | 0 | 0
[29 empty] | 0 | 0 | 0 | 0
[29 empty] | 0 | 0 | 0 | 0
[29 empty] | 0 | 0 | 0 | 0
[29 empty] | 0 | 0 | 0 | 0
[29 empty] | 0 | 0 | 0 | 0
[29 empty] | 0 | 0 | 0 | 0
[29 empty] | 0 | 0 | 0 | 0
[29 empty] | 0 | 0 | 0 | 0
[29 empty] | 0 | 0 | 0 | 0
[29 empty] | 0 | 0 | 0 | 0
[29 empty] | 0 | 0 | 0 | 0
[29 empty] | 0 | 0 | 0 | 0
[29 empty] | 0 | 0 | 0 | 0
[29 empty] | 0 | 0 | 0 | 0
[29 empty] | 0 | 0 | 0 | 0
[29 empty] | 0 | 0 | 0 | 0
[29 empty] | 0 | 0 | 0 | 0
[29 empty] | 0 | 0 | 0 | 0
[29 empty] | 0 | 0 | 0 | 0
[29 empty] | 0 | 0 | 0 | 0
[29 empty] | 0 | 0 | 0 | 0
[29 empty] | 0 | 0 | 0 | 0
[29 empty] | 0 | 0 | 0 | 0
[29 empty] | 0 | 0 | 0 | 0
[29 empty] | 0 | 0 | 0 | 0
[29 empty] | 0 | 0 | 0 | 0
[29 empty] | 0 | 0 | 0 | 0
[29 empty] | 0 | 0 | 0 | 0
[29 empty] | 0 | 0 | 0 | 0
[29 empty] | 0 | 0 | 0 | 0
[29 empty] | 0 | 0 | 0 | 0
[29 empty] | 0 | 0 | 0 | 0
[29 empty] | 0 | 0 | 0 | 0
[29 empty] | 0 | 0 | 0 | 0
[29 empty] | 0 | 0 | 0 | 0
[29 empty] | 0 | 0 | 0 | 0
[29 empty] | 0 | 0 | 0 | 0
[29 empty] | 0 | 0 | 0 | 0
[29 empty] | 0 | 0 | 0 | 0
[29 empty] | 0 | 0 | 0 | 0
[29 empty] | 0 | 0 | 0 | 0
[29 empty] | 0 | 0 | 0 | 0
[29 empty] | 0 | 0 | 0 | 0
[29 empty] | 0 | 0 | 0 | 0
[29 empty] | 0 | 0 | 0 | 0
[29 empty] | 0 | 0 | 0 | 0
[29 empty] | 0 | 0 | 0 | 0
[29 empty] | 0 | 0 | 0 | 0
[29 empty] | 0 | 0 | 0 | 0
[29 empty] | 0 | 0 | 0 | 0
[29 empty] | 0 | 0 | 0 | 0
[29 empty] | 0 | 0 | 0 | 0
[29 empty] | 0 | 0 | 0 | 0
[29 empty] | 0 | 0 | 0 | 0
[29 empty] | 0 | 0 | 0 | 0
[29 empty] | 0 | 0 | 0 | 0
[29 empty] | 0 | 0 | 0 | 0
[29 empty] | 0 | 0 | 0 | 0
[29 empty] | 0 | 0 | 0 | 0
[29 empty] | 0 | 0 | 0 | 0
[29 empty] | 0 | 0 | 0 | 0
[29 empty] | 0 | 0 | 0 | 0
[29 empty] | 0 | 0 | 0 | 0
[29 empty] | 0 | 0 | 0 | 0
[29 empty] | 0 | 0 | 0 | 0
[29 empty] | 0 | 0 | 0 | 0
[29 empty] | 0 | 0 | 0 | 0
[29 empty] | 0 | 0 | 0 | 0
[29 empty] | 0 | 0 | 0 | 0
[29 empty] | 0 | 0 | 0 | 0
[29 empty] | 0 | 0 | 0 | 0
[29 empty] | 0 | 0 | 0 | 0
[29 empty] | 0 | 0 | 0 | 0
[29 empty] | 0 | 0 | 0 | 0
[29 empty] | 0 | 0 | 0 | 0
[29 empty] | 0 | 0 | 0 | 0
[29 empty] | 0 | 0 | 0 | 0
[29 empty] | 0 | 0 | 0 | 0
[29 empty] | 0 | 0 | 0 | 0
[29 empty] | 0 | 0 | 0 | 0
[29 empty] | 0 | 0 | 0 | 0
[29 empty] | 0 | 0 | 0 | 0
[29 empty] | 0 | 0 | 0 | 0
[29 empty] | 0 | 0 | 0 | 0
[29 empty] | 0 | 0 | 0 | 0
[29 empty] | 0 | 0 | 0 | 0
[29 empty] | 0 | 0 | 0 | 0
[29 empty] | 0 | 0 | 0 | 0
[29 empty] | 0 | 0 | 0 | 0
[29 empty] | 0 | 0 | 0 | 0
[29 empty] | 0 | 0 | 0 | 0
[29 empty] | 0 | 0 | 0 | 0
[29 empty] | 0 | 0 | 0 | 0
[29 empty] | 0 | 0 | 0 | 0
[29 empty] | 0 | 0 | 0 | 0
[29 empty] | 0 | 0 | 0 | 0
[29 empty] | 0 | 0 | 0 | 0
[29 empty] | 0 | 0 | 0 | 0
[29 empty] | 0 | 0 | 0 | 0
[29 empty] | 0 | 0 | 0 | 0
[29 empty] | 0 | 0 | 0 | 0
[29 empty] | 0 | 0 | 0 | 0
[29 empty] | 0 | 0 | 0 | 0
[29 empty] | 0 | 0 | 0 | 0
[29 empty] | 0 | 0 | 0 | 0
[29 empty] | 0 | 0 | 0 | 0
[29 empty] | 0 | 0 | 0 | 0
[29 empty] | 0 | 0 | 0 | 0
[29 empty] | 0 | 0 | 0 | 0
[29 empty] | 0 | 0 | 0 | 0
[29 empty] | 0 | 0 | 0 | 0
[29 empty] | 0 | 0 | 0 | 0
[29 empty] | 0 | 0 | 0 | 0
[29 empty] | 0 | 0 | 0 | 0
[29 empty] | 0 | 0 | 0 | 0
[29 empty] | 0 | 0 | 0 | 0
[29 empty] | 0 | 0 | 0 | 0
[29 empty] | 0 | 0 | 0 | 0
[29 empty] | 0 | 0 | 0 | 0
[29 empty] | 0 | 0 | 0 | 0
[29 empty] | 0 | 0 | 0 | 0
[29 empty] | 0 | 0 | 0 | 0
[29 empty] | 0 | 0 | 0 | 0
[29 empty] | 0 | 0 | 0 | 0
[29 empty] | 0 | 0 | 0 | 0
[29 empty] | 0 | 0 | 0 | 0
[29 empty] | 0 | 0 | 0 | 0
[29 empty] | 0 | 0 | 0 | 0
[29 empty] | 0 | 0 | 0 | 0
[29 empty] | 0 | 0 | 0 | 0
[29 empty] | 0 | 0 | 0 | 0
[29 empty] | 0 | 0 | 0 | 0
[29 empty] | 0 | 0 | 0 | 0
[29 empty] | 0 | 0 | 0 | 0
[29 empty] | 0 | 0 | 0 | 0
[29 empty] | 0 | 0 | 0 | 0
[29 empty] | 0 | 0 | 0 | 0
[29 empty] | 0 | 0 | 0 | 0
[29 empty] | 0 | 0 | 0 | 0
[29 empty] | 0 | 0 | 0 | 0
[29 empty] | 0 | 0 | 0 | 0
[29 empty] | 0 | 0 | 0 | 0
[29 empty] | 0 | 0 | 0 | 0
[29 empty] | 0 | 0 | 0 | 0
[29 empty] | 0 | 0 | 0 | 0
[29 empty] | 0 | 0 | 0 | 0
[29 empty] | 0 | 0 | 0 | 0
[29 empty] | 0 | 0 | 0 | 0
[29 empty] | 0 | 0 | 0 | 0
[29 empty] | 0 | 0 | 0 | 0
[29 empty] | 0 | 0 | 0 | 0
[29 empty] | 0 | 0 | 0 | 0
[29 empty] | 0 | 0 | 0 | 0
[29 empty] | 0 | 0 | 0 | 0
[29 empty] | 0 | 0 | 0 | 0
[29 empty] | 0 | 0 | 0 | 0
[29 empty] | 0 | 0 | 0 | 0
[29 empty] | 0 | 0 | 0 | 0
[29 empty] | 0 | 0 | 0 | 0
[29 empty] | 0 | 0 | 0 | 0
[29 empty] | 0 | 0 | 0 | 0
[29 empty] | 0 | 0 | 0 | 0
[29 empty] | 0 | 0 | 0 | 0
[29 empty] | 0 | 0 | 0 | 0
[29 empty] | 0 | 0 | 0 | 0
[29 empty] | 0 | 0 | 0 | 0
[29 empty] | 0 | 0 | 0 | 0
[29 empty] | 0 | 0 | 0 | 0
[29 empty] | 0 | 0 | 0 | 0
[29 empty] | 0 | 0 | 0 | 0
[29 empty] | 0 | 0 | 0 | 0
[29 empty] | 0 | 0 | 0 | 0
[29 empty] | 0 | 0 | 0 | 0
[29 empty] | 0 | 0 | 0 | 0
[29 empty] | 0 | 0 | 0 | 0
[29 empty] | 0 | 0 | 0 | 0
[29 empty] | 0 | 0 | 0 | 0
[29 empty] | 0 | 0 | 0 | 0
[29 empty] | 0 | 0 | 0 | 0
[29 empty] | 0 | 0 | 0 | 0
[29 empty] | 0 | 0 | 0 | 0
[29 empty] | 0 | 0 | 0 | 0
[29 empty] | 0 | 0 | 0 | 0
[29 empty] | 0 | 0 | 0 | 0
[29 empty] | 0 | 0 | 0 | 0
[29 empty] | 0 | 0 | 0 | 0
[29 empty] | 0 | 0 | 0 | 0
[29 empty] | 0 | 0 | 0 | 0
[29 empty] | 0 | 0 | 0 | 0
[29 empty] | 0 | 0 | 0 | 0
[29 empty] | 0 | 0 | 0 | 0
[29 empty] | 0 | 0 | 0 | 0
[29 empty] | 0 | 0 | 0 | 0
[29 empty] | 0 | 0 | 0 | 0
[29 empty] | 0 | 0 | 0 | 0
[29 empty] | 0 | 0 | 0 | 0
[29 empty] | 0 | 0 | 0 | 0
[29 empty] | 0 | 0 | 0 | 0
[29 empty] | 0 | 0 | 0 | 0
[29 empty] | 0 | 0 | 0 | 0
[29 empty] | 0 | 0 | 0 | 0
[29 empty] | 0 | 0 | 0 | 0
[29 empty] | 0 | 0 | 0 | 0
[29 empty] | 0 | 0 | 0 | 0
[29 empty] | 0 | 0 | 0 | 0
[29 empty] | 0 | 0 | 0 | 0
[29 empty] | 0 | 0 | 0 | 0
[29 empty] | 0 | 0 | 0 | 0
[29 empty] | 0 | 0 | 0 | 0
[29 empty] | 0 | 0 | 0 | 0
[29 empty] | 0 | 0 | 0 | 0
[29 empty] | 0 | 0 | 0 | 0
[29 empty] | 0 | 0 | 0 | 0
[29 empty] | 0 | 0 | 0 | 0
[29 empty] | 0 | 0 | 0 | 0
[29 empty] | 0 | 0 | 0 | 0
[29 empty] | 0 | 0 | 0 | 0
[29 empty] | 0 | 0 | 0 | 0
[29 empty] | 0 | 0 | 0 | 0
[29 empty] | 0 | 0 | 0 | 0
[29 empty] | 0 | 0 | 0 | 0
[29 empty] | 0 | 0 | 0 | 0
[29 empty] | 0 | 0 | 0 | 0
[29 empty] | 0 | 0 | 0 | 0
[29 empty] | 0 | 0 | 0 | 0
[29 empty] | 0 | 0 | 0 | 0
[29 empty] | 0 | 0 | 0 | 0
[29 empty] | 0 | 0 | 0 | 0
[29 empty] | 0 | 0 | 0 | 0
[29 empty] | 0 | 0 | 0 | 0
[29 empty] | 0 | 0 | 0 | 0
[29 empty] | 0 | 0 | 0 | 0
[29 empty] | 0 | 0 | 0 | 0
[29 empty] | 0 | 0 | 0 | 0
[29 empty] | 0 | 0 | 0 | 0
[29 empty] | 0 | 0 | 0 | 0
[29 empty] | 0 | 0 | 0 | 0
[29 empty] | 0 | 0 | 0 | 0
[29 empty] | 0 | 0 | 0 | 0
[29 empty] | 0 | 0 | 0 | 0
[29 empty] | 0 | 0 | 0 | 0
[29 empty] | 0 | 0 | 0 | 0
[29 empty] | 0 | 0 | 0 | 0
[29 empty] | 0 | 0 | 0 | 0
[29 empty] | 0 | 0 | 0 | 0
[29 empty] | 0 | 0 | 0 | 0
[29 empty] | 0 | 0 | 0 | 0
[29 empty] | 0 | 0 | 0 | 0
[29 empty] | 0 | 0 | 0 | 0
[29 empty] | 0 | 0 | 0 | 0
[29 empty] | 0 | 0 | 0 | 0
[29 empty] | 0 | 0 | 0 | 0
[29 empty] | 0 | 0 | 0 | 0
[29 empty] | 0 | 0 | 0 | 0
[29 empty] | 0 | 0 | 0 | 0
[29 empty] | 0 | 0 | 0 | 0
[29 empty] | 0 | 0 | 0 | 0
[29 empty] | 0 | 0 | 0 | 0
[29 empty] | 0 | 0 | 0 | 0
[29 empty] | 0 | 0 | 0 | 0
[29 empty] | 0 | 0 | 0 | 0
[29 empty] | 0 | 0 | 0 | 0
[29 empty] | 0 | 0 | 0 | 0
[29 empty] | 0 | 0 | 0 | 0
[29 empty] | 0 | 0 | 0 | 0
[29 empty] | 0 | 0 | 0 | 0
[29 empty] | 0 | 0 | 0 | 0
[29 empty] | 0 | 0 | 0 | 0
[29 empty] | 0 | 0 | 0 | 0
[29 empty] | 0 | 0 | 0 | 0
[29 empty] | 0 | 0 | 0 | 0
[29 empty] | 0 | 0 | 0 | 0
[29 empty] | 0 | 0 | 0 | 0
[29 empty] | 0 | 0 | 0 | 0
[29 empty] | 0 | 0 | 0 | 0
[29 empty] | 0 | 0 | 0 | 0
[29 empty] | 0 | 0 | 0 | 0
[29 empty] | 0 | 0 | 0 | 0
[29 empty] | 0 | 0 | 0 | 0
[29 empty] | 0 | 0 | 0 | 0
[29 empty] | 0 | 0 | 0 | 0
[29 empty] | 0 | 0 | 0 | 0
[29 empty] | 0 | 0 | 0 | 0
[29 empty] | 0 | 0 | 0 | 0
[29 empty] | 0 | 0 | 0 | 0
[29 empty] | 0 | 0 | 0 | 0
[29 empty] | 0 | 0 | 0 | 0
[29 empty] | 0 | 0 | 0 | 0
[29 empty] | 0 | 0 | 0 | 0
[29 empty] | 0 | 0 | 0 | 0
[29 empty] | 0 | 0 | 0 | 0
[29 empty] | 0 | 0 | 0 | 0
[29 empty] | 0 | 0 | 0 | 0
[29 empty] | 0 | 0 | 0 | 0
[29 empty] | 0 | 0 | 0 | 0
[29 empty] | 0 | 0 | 0 | 0
[29 empty] | 0 | 0 | 0 | 0
[29 empty] | 0 | 0 | 0 | 0
[29 empty] | 0 | 0 | 0 | 0
[29 empty] | 0 | 0 | 0 | 0
[29 empty] | 0 | 0 | 0 | 0
[29 empty] | 0 | 0 | 0 | 0
[29 empty] | 0 | 0 | 0 | 0
[29 empty] | 0 | 0 | 0 | 0
[29 empty] | 0 | 0 | 0 | 0
[29 empty] | 0 | 0 | 0 | 0
[29 empty] | 0 | 0 | 0 | 0
[29 empty] | 0 | 0 | 0 | 0
[29 empty] | 0 | 0 | 0 | 0
[29 empty] | 0 | 0 | 0 | 0
[29 empty] | 0 | 0 | 0 | 0
[29 empty] | 0 | 0 | 0 | 0
[29 empty] | 0 | 0 | 0 | 0
[29 empty] | 0 | 0 | 0 | 0
[29 empty] | 0 | 0 | 0 | 0
[29 empty] | 0 | 0 | 0 | 0
[29 empty] | 0 | 0 | 0 | 0
[29 empty] | 0 | 0 | 0 | 0
[29 empty] | 0 | 0 | 0 | 0
[29 empty] | 0 | 0 | 0 | 0
[29 empty] | 0 | 0 | 0 | 0
[29 empty] | 0 | 0 | 0 | 0
[29 empty] | 0 | 0 | 0 | 0
[29 empty] | 0 | 0 | 0 | 0
[29 empty] | 0 | 0 | 0 | 0
[29 empty] | 0 | 0 | 0 | 0
[29 empty] | 0 | 0 | 0 | 0
[29 empty] | 0 | 0 | 0 | 0
[29 empty] | 0 | 0 | 0 | 0
[29 empty] | 0 | 0 | 0 | 0
[29 empty] | 0 | 0 | 0 | 0
[29 empty] | 0 | 0 | 0 | 0
[29 empty] | 0 | 0 | 0 | 0
[29 empty] | 0 | 0 | 0 | 0
[29 empty] | 0 | 0 | 0 | 0
[29 empty] | 0 | 0 | 0 | 0
[29 empty] | 0 | 0 | 0 | 0
[29 empty] | 0 | 0 | 0 | 0
[29 empty] | 0 | 0 | 0 | 0
[29 empty] | 0 | 0 | 0 | 0
[29 empty] | 0 | 0 | 0 | 0
[29 empty] | 0 | 0 | 0 | 0
[29 empty] | 0 | 0 | 0 | 0
[29 empty] | 0 | 0 | 0 | 0
[29 empty] | 0 | 0 | 0 | 0
[29 empty] | 0 | 0 | 0 | 0
[29 empty] | 0 | 0 | 0 | 0
[29 empty] | 0 | 0 | 0 | 0
[29 empty] | 0 | 0 | 0 | 0
[29 empty] | 0 | 0 | 0 | 0
[29 empty] | 0 | 0 | 0 | 0
[29 empty] | 0 | 0 | 0 | 0
[29 empty] | 0 | 0 | 0 | 0
[29 empty] | 0 | 0 | 0 | 0
[29 empty] | 0 | 0 | 0 | 0
[29 empty] | 0 | 0 | 0 | 0
[29 empty] | 0 | 0 | 0 | 0
[29 empty] | 0 | 0 | 0 | 0
[29 empty] | 0 | 0 | 0 | 0
[29 empty] | 0 | 0 | 0 | 0
[29 empty] | 0 | 0 | 0 | 0
[29 empty] | 0 | 0 | 0 | 0
[29 empty] | 0 | 0 | 0 | 0
[29 empty] | 0 | 0 | 0 | 0
[29 empty] | 0 | 0 | 0 | 0
[29 empty] | 0 | 0 | 0 | 0
[29 empty] | 0 | 0 | 0 | 0
[29 empty] | 0 | 0 | 0 | 0
[29 empty] | 0 | 0 | 0 | 0
[29 empty] | 0 | 0 | 0 | 0
[29 empty] | 0 | 0 | 0 | 0
[29 empty] | 0 | 0 | 0 | 0
[29 empty] | 0 | 0 | 0 | 0
[29 empty] | 0 | 0 | 0 | 0
[29 empty] | 0 | 0 | 0 | 0
[29 empty] | 0 | 0 | 0 | 0
[29 empty] | 0 | 0 | 0 | 0
[29 empty] | 0 | 0 | 0 | 0
[29 empty] | 0 | 0 | 0 | 0
[29 empty] | 0 | 0 | 0 | 0
[29 empty] | 0 | 0 | 0 | 0
[29 empty] | 0 | 0 | 0 | 0
[29 empty] | 0 | 0 | 0 | 0
[29 empty] | 0 | 0 | 0 | 0
[29 empty] | 0 | 0 | 0 | 0
[29 empty] | 0 | 0 | 0 | 0
[29 empty] | 0 | 0 | 0 | 0
[29 empty] | 0 | 0 | 0 | 0
[29 empty] | 0 | 0 | 0 | 0
[29 empty] | 0 | 0 | 0 | 0
[29 empty] | 0 | 0 | 0 | 0
[29 empty] | 0 | 0 | 0 | 0
[29 empty] | 0 | 0 | 0 | 0
[29 empty] | 0 | 0 | 0 | 0
[29 empty] | 0 | 0 | 0 | 0
[29 empty] | 0 | 0 | 0 | 0
[29 empty] | 0 | 0 | 0 | 0
[29 empty] | 0 | 0 | 0 | 0
[29 empty] | 0 | 0 | 0 | 0
[29 empty] | 0 | 0 | 0 | 0
[29 empty] | 0 | 0 | 0 | 0
[29 empty] | 0 | 0 | 0 | 0
[29 empty] | 0 | 0 | 0 | 0
[29 empty] | 0 | 0 | 0 | 0
[29 empty] | 0 | 0 | 0 | 0
[29 empty] | 0 | 0 | 0 | 0
[29 empty] | 0 | 0 | 0 | 0
[29 empty] | 0 | 0 | 0 | 0
[29 empty] | 0 | 0 | 0 | 0
[29 empty] | 0 | 0 | 0 | 0
[29 empty] | 0 | 0 | 0 | 0
[29 empty] | 0 | 0 | 0 | 0
[29 empty] | 0 | 0 | 0 | 0
[29 empty] | 0 | 0 | 0 | 0
[29 empty] | 0 | 0 | 0 | 0
[29 empty] | 0 | 0 | 0 | 0
[29 empty] | 0 | 0 | 0 | 0
[29 empty] | 0 | 0 | 0 | 0
[29 empty] | 0 | 0 | 0 | 0
[29 empty] | 0 | 0 | 0 | 0
[29 empty] | 0 | 0 | 0 | 0
[29 empty] | 0 | 0 | 0 | 0
[29 empty] | 0 | 0 | 0 | 0
[29 empty] | 0 | 0 | 0 | 0
[29 empty] | 0 | 0 | 0 | 0
[29 empty] | 0 | 0 | 0 | 0
[29 empty] | 0 | 0 | 0 | 0
[29 empty] | 0 | 0 | 0 | 0
[29 empty] | 0 | 0 | 0 | 0
[29 empty] | 0 | 0 | 0 | 0
[29 empty] | 0 | 0 | 0 | 0
[29 empty] | 0 | 0 | 0 | 0
[29 empty] | 0 | 0 | 0 | 0
[29 empty] | 0 | 0 | 0 | 0
[29 empty] | 0 | 0 | 0 | 0
[29 empty] | 0 | 0 | 0 | 0

## Tables (hidden)
Lead | Lead |  | Lead | Lead
Galvanized Iron/Steel | GRR |  | Galvanized Iron/Steel | GRR
Copper | Non |  | Copper | Non
PVC | Non |  | PVC | Non
HDPE | Non |  | HDPE | Non
PEX | Non |  | PEX | Non
Other | Non |  | Other | Non
Unknown | Unk |  | Unknown | Unk
N/A - Customer owns 100% of service line | Non |  | N/A - Customer owns 100% of service line | Non
N/A - System owns 100% of service line | Non |  | N/A - System owns 100% of service line | Non
Ductile Iron | Non |  | Ductile Iron | Non
Asbestos Cement | Non |  | Asbestos Cement | Non
Brass | Non |  | Brass | Non
Polyethylene (PE) | Non |  | Polyethylene (PE) | Non
Cast Iron | Non |  | Cast Iron | Non
use above for name manager
| Galvanized Requiring Replacement | Lead | Unknown | Non
| GRR_Yes_GRR | Lead_*_* | (not lead)_*_Unk | everything else
| GRR_Unknown_GRR | *_*_Lead | Unk_(not yes)_(not lead,GRR)
use below for drop downs
Asbestos Cement | Non |  | Asbestos Cement | Non
Brass | Non |  | Brass | Non
Cast Iron | Non |  | Cast Iron | Non
Copper | Non |  | Copper | Non
Ductile Iron | Non |  | Ductile Iron | Non
Galvanized Iron/Steel | GRR |  | Galvanized Iron/Steel | GRR
HDPE | Non |  | HDPE | Non
Lead | Lead |  | Lead | Lead
PEX | Non |  | PEX | Non
Polyethylene (PE) | Non |  | Polyethylene (PE) | Non
PVC | Non |  | PVC | Non
N/A - Customer owns 100% of service line | Non |  | N/A - System owns 100% of service line | Non
Other | Non |  | Other | Non
Unknown | Unk |  | Unknown | Unk
use below for water main & interior plumbing |  | use below for source drop down | use below for diameter drop downs | use below for interior plumbing
Asbestos Cement |  | Water System Maps/Drawings | 0.5
Brass |  | Local/State Permits | 0.75
Cast Iron |  | Asset Management Plan | 1
Copper |  | Water System/Municipal Records | 1.25
Ductile Iron |  | Visual Inspection - Water System | 1.5
Galvanized Iron/Steel |  | Visual Inspection - Other | 2
HDPE |  | Swab Test | 2.25
Lead |  | Local Codes/Regulations | 2.5
PEX |  | Water Quality Sampling | 3
Polyethylene (PE) |  | Unknown Material - No Source | 3.25
PVC |  | Other - Source Reported in Summary | 3.5
Other |  |  | 4
Unknown |  |  | 4.25
4.5
5
6
8
10
12
16
Other
Unknown